## Sheet1
Lab Name | VELAP ID | Certificate No. | City | State | Matrix | Method | Method_TNI_Code | Analyte | Analyte_TNI_Code | Study_Available | current as of 3/28/2025
AdvanSix Hopewell Plant Quality Assurance Laboratories | 450007 | 12825 | Hopewell | VA | NON-POTABLE WATER | SM 4500-H+ B-2011 | 20105220 | PH | 1900 | Y
AdvanSix Hopewell Plant Quality Assurance Laboratories | 450007 | 12825 | Hopewell | VA | NON-POTABLE WATER | SM 4500-NH3 D-2011 | 20109415 | AMMONIA AS N | 1515 | Y
AdvanSix Hopewell Plant Quality Assurance Laboratories | 450007 | 12825 | Hopewell | VA | NON-POTABLE WATER | SM 5310 B-2011 | 20137820 | TOTAL ORGANIC CARBON (TOC) | 2040 | Y
Alexandria Renew Enterprises | 450025 | 12866 | Alexandria | VA | NON-POTABLE WATER | COLILERT-18 QUANTI-TRAY (MPN) | 60002622 | ESCHERICHIA COLI (E COLI) | 2525 | Y
Alexandria Renew Enterprises | 450025 | 12866 | Alexandria | VA | NON-POTABLE WATER | EPA 350.1 REV 2 | 10063602 | AMMONIA AS N | 1515 | Y
Alexandria Renew Enterprises | 450025 | 12866 | Alexandria | VA | NON-POTABLE WATER | EPA 351.2 REV 2 | 10065404 | KJELDAHL NITROGEN - TOTAL (TKN) | 1795 | Y
Alexandria Renew Enterprises | 450025 | 12866 | Alexandria | VA | NON-POTABLE WATER | EPA 353.2 REV 2 | 10067604 | NITRATE-NITRITE AS N | 1820 | Y
Alexandria Renew Enterprises | 450025 | 12866 | Alexandria | VA | NON-POTABLE WATER | EPA 365.1 REV 2 | 10070005 | ORTHOPHOSPHATE AS P | 1870 | Y
Alexandria Renew Enterprises | 450025 | 12866 | Alexandria | VA | NON-POTABLE WATER | EPA 365.4 | 10071202 | PHOSPHORUS, TOTAL | 1910 | Y
Alexandria Renew Enterprises | 450025 | 12866 | Alexandria | VA | NON-POTABLE WATER | SM 2540 D-2011 | 20051212 | RESIDUE-NONFILTERABLE (TSS) | 1960 | Y
Alexandria Renew Enterprises | 450025 | 12866 | Alexandria | VA | NON-POTABLE WATER | SM 4500-H+ B-2011 | 20105220 | PH | 1900 | Y
Alexandria Renew Enterprises | 450025 | 12866 | Alexandria | VA | NON-POTABLE WATER | SM 5210 B-2011 | 20135266 | CARBONACEOUS BOD (CBOD) | 1555 | Y
Alleghany County, Lower Jackson W.W.T.P. Laboratory | 450140 | 13196 | Eagle Rock | VA | NON-POTABLE WATER | COLILERT QUANTI-TRAY (MPN) | 60002644 | ESCHERICHIA COLI (E COLI) | 2525 | Y
Alleghany County, Lower Jackson W.W.T.P. Laboratory | 450140 | 13196 | Eagle Rock | VA | NON-POTABLE WATER | SM 2540 D-2011 | 20051212 | RESIDUE-NONFILTERABLE (TSS) | 1960 | Y
Alleghany County, Lower Jackson W.W.T.P. Laboratory | 450140 | 13196 | Eagle Rock | VA | NON-POTABLE WATER | SM 5210 B-2011 | 20135266 | BIOCHEMICAL OXYGEN DEMAND (BOD) | 1530 | Y
Analytical Service Center - Virginia Institute of Marine Science | 450151 | 13273 | Gloucester Point | VA | NON-POTABLE WATER | EPA 445 REV 1.2 | 10081400 | CHLOROPHYLL A | 9344 | N
Analytical Service Center - Virginia Institute of Marine Science | 450151 | 13273 | Gloucester Point | VA | NON-POTABLE WATER | EPA 445 REV 1.2 | 10081400 | PHEOPHYTIN A | 8637 | N
Analytical Service Center - Virginia Institute of Marine Science | 450151 | 13273 | Gloucester Point | VA | NON-POTABLE WATER | SM 2540 D-2011 | 20051212 | RESIDUE-NONFILTERABLE (TSS) | 1960 | Y
Analytical Service Center - Virginia Institute of Marine Science | 450151 | 13273 | Gloucester Point | VA | NON-POTABLE WATER | SM 2540 E-2011 | 20051596 | VOLATILE SUSPENDED SOLIDS | 2070 | N
Analytical Service Center - Virginia Institute of Marine Science | 450151 | 13273 | Gloucester Point | VA | NON-POTABLE WATER | SM 4500-N C-2011 | 20022508 | TOTAL NITROGEN (AS N) | 1827 | N
Analytical Service Center - Virginia Institute of Marine Science | 450151 | 13273 | Gloucester Point | VA | NON-POTABLE WATER | SM 4500-NH3 H-2011 | 20112214 | AMMONIA AS N | 1515 | Y
Analytical Service Center - Virginia Institute of Marine Science | 450151 | 13273 | Gloucester Point | VA | NON-POTABLE WATER | SM 4500-NO3¯ F-2011 | 20117628 | NITRATE-NITRITE AS N | 1820 | Y
Analytical Service Center - Virginia Institute of Marine Science | 450151 | 13273 | Gloucester Point | VA | NON-POTABLE WATER | SM 4500-NO3¯ F-2011 | 20117628 | NITRITE AS N | 1840 | Y
Analytical Service Center - Virginia Institute of Marine Science | 450151 | 13273 | Gloucester Point | VA | NON-POTABLE WATER | SM 4500-P B 5-2011 | 20123368 | PREP: TOTAL PHOSPHORUS | 1436 | N
Analytical Service Center - Virginia Institute of Marine Science | 450151 | 13273 | Gloucester Point | VA | NON-POTABLE WATER | SM 4500-P F-2011 | 20125024 | ORTHOPHOSPHATE AS P | 1870 | Y
Analytical Service Center - Virginia Institute of Marine Science | 450151 | 13273 | Gloucester Point | VA | NON-POTABLE WATER | SM 4500-P F-2011 | 20125024 | PHOSPHORUS, TOTAL | 1910 | Y
Analytical Service Center - Virginia Institute of Marine Science | 450151 | 13273 | Gloucester Point | VA | NON-POTABLE WATER | SM 4500-SIO2 F-2011 | 20129877 | SILICA-DISSOLVED | 1995 | N
Arlington County Water Pollution Control Bureau Laboratory | 450039 | 13160 | Arlington | VA | NON-POTABLE WATER | COLILERT-18 QUANTI-TRAY (MPN) | 60002622 | ESCHERICHIA COLI (E COLI) | 2525 | Y
Arlington County Water Pollution Control Bureau Laboratory | 450039 | 13160 | Arlington | VA | NON-POTABLE WATER | EPA 350.1 REV 2 (AS SEAL EPA-129-D) | 10063602 | AMMONIA AS N | 1515 | Y
Arlington County Water Pollution Control Bureau Laboratory | 450039 | 13160 | Arlington | VA | NON-POTABLE WATER | EPA 351.2 (AS SEAL EPA-151-D) | 10065404 | KJELDAHL NITROGEN - TOTAL (TKN) | 1795 | Y
Arlington County Water Pollution Control Bureau Laboratory | 450039 | 13160 | Arlington | VA | NON-POTABLE WATER | EPA 353.2 REV 2 (AS SEAL EPA-114-D) | 10067604 | NITRATE-NITRITE AS N | 1820 | Y
Arlington County Water Pollution Control Bureau Laboratory | 450039 | 13160 | Arlington | VA | NON-POTABLE WATER | SM 2540 D-2011 | 20051212 | RESIDUE-NONFILTERABLE (TSS) | 1960 | Y
Arlington County Water Pollution Control Bureau Laboratory | 450039 | 13160 | Arlington | VA | NON-POTABLE WATER | SM 4500-P E-2011 | 20124225 | PHOSPHORUS, TOTAL | 1910 | Y
Arlington County Water Pollution Control Bureau Laboratory | 450039 | 13160 | Arlington | VA | NON-POTABLE WATER | SM 5210 B-2011 | 20135266 | BIOCHEMICAL OXYGEN DEMAND (BOD) | 1530 | Y
Arlington County Water Pollution Control Bureau Laboratory | 450039 | 13160 | Arlington | VA | NON-POTABLE WATER | SM 5210 B-2011 | 20135266 | CARBONACEOUS BOD (CBOD) | 1555 | Y
Ashland Wastewater Treatment Plant Laboratory | 450082 | 12829 | Ashland | VA | NON-POTABLE WATER | COLILERT QUANTI-TRAY (MPN) | 60002644 | ESCHERICHIA COLI (E COLI) | 2525 | Y
Ashland Wastewater Treatment Plant Laboratory | 450082 | 12829 | Ashland | VA | NON-POTABLE WATER | SM 2540 D-2011 | 20051212 | RESIDUE-NONFILTERABLE (TSS) | 1960 | Y
Ashland Wastewater Treatment Plant Laboratory | 450082 | 12829 | Ashland | VA | NON-POTABLE WATER | SM 4500-H+ B-2011 | 20105220 | PH | 1900 | Y
Ashland Wastewater Treatment Plant Laboratory | 450082 | 12829 | Ashland | VA | NON-POTABLE WATER | SM 5210 B-2011 | 20135266 | CARBONACEOUS BOD (CBOD) | 1555 | Y
Augusta County Service Authority Fishersville Regional Laboratory | 450040 | 12934 | Staunton | VA | NON-POTABLE WATER | COLILERT QUANTI-TRAY (MPN) | 60002644 | ESCHERICHIA COLI (E COLI) | 2525 | Y
Augusta County Service Authority Fishersville Regional Laboratory | 450040 | 12934 | Staunton | VA | NON-POTABLE WATER | SM 2540 D-2011 | 20051212 | RESIDUE-NONFILTERABLE (TSS) | 1960 | Y
Augusta County Service Authority Fishersville Regional Laboratory | 450040 | 12934 | Staunton | VA | NON-POTABLE WATER | SM 4500-NH3 D-2011 | 20109415 | AMMONIA AS N | 1515 | Y
Augusta County Service Authority Fishersville Regional Laboratory | 450040 | 12934 | Staunton | VA | NON-POTABLE WATER | SM 4500-NH3 D-2011 | 20109415 | KJELDAHL NITROGEN - TOTAL (TKN) | 1795 | Y
Augusta County Service Authority Fishersville Regional Laboratory | 450040 | 12934 | Staunton | VA | NON-POTABLE WATER | SM 4500-P E-2011 (AS HACH 10210) | 20124225 | PHOSPHORUS, TOTAL | 1910 | Y
Augusta County Service Authority Fishersville Regional Laboratory | 450040 | 12934 | Staunton | VA | NON-POTABLE WATER | SM 5210 B-2011 | 20135266 | BIOCHEMICAL OXYGEN DEMAND (BOD) | 1530 | Y
Basham Simms Wastewater Treatment Facility | 450108 | 12869 | Purcellville | VA | NON-POTABLE WATER | COLILERT QUANTI-TRAY (MPN) | 60002644 | ESCHERICHIA COLI (E COLI) | 2525 | Y
Basham Simms Wastewater Treatment Facility | 450108 | 12869 | Purcellville | VA | NON-POTABLE WATER | HACH 8507 | 60004208 | NITRITE AS N | 1840 | Y
Basham Simms Wastewater Treatment Facility | 450108 | 12869 | Purcellville | VA | NON-POTABLE WATER | SM 2540 D-2011 | 20051212 | RESIDUE-NONFILTERABLE (TSS) | 1960 | Y
Basham Simms Wastewater Treatment Facility | 450108 | 12869 | Purcellville | VA | NON-POTABLE WATER | SM 4500-H+ B-2011 | 20105220 | PH | 1900 | Y
Basham Simms Wastewater Treatment Facility | 450108 | 12869 | Purcellville | VA | NON-POTABLE WATER | SM 4500-NH3 D-2011 | 20109415 | AMMONIA AS N | 1515 | Y
Basham Simms Wastewater Treatment Facility | 450108 | 12869 | Purcellville | VA | NON-POTABLE WATER | SM 4500-NH3 D-2011 | 20109415 | KJELDAHL NITROGEN - TOTAL (TKN) | 1795 | Y
Basham Simms Wastewater Treatment Facility | 450108 | 12869 | Purcellville | VA | NON-POTABLE WATER | SM 4500-NO3¯ D-2011 | 20114118 | NITRATE AS N | 1810 | Y
Basham Simms Wastewater Treatment Facility | 450108 | 12869 | Purcellville | VA | NON-POTABLE WATER | SM 4500-O G-2011 | 20121668 | OXYGEN, DISSOLVED | 1880 | N
Basham Simms Wastewater Treatment Facility | 450108 | 12869 | Purcellville | VA | NON-POTABLE WATER | SM 4500-P E-2011 (AS HACH 8190) | 20124225 | PHOSPHORUS, TOTAL | 1910 | Y
Basham Simms Wastewater Treatment Facility | 450108 | 12869 | Purcellville | VA | NON-POTABLE WATER | SM 5210 B-2011 | 20135266 | CARBONACEOUS BOD (CBOD) | 1555 | Y
Big Meadows S.T.P. | 450030 | 12889 | Luray | VA | NON-POTABLE WATER | COLILERT QUANTI-TRAY (MPN) | 60002644 | ESCHERICHIA COLI (E COLI) | 2525 | Y
Big Meadows S.T.P. | 450030 | 12889 | Luray | VA | NON-POTABLE WATER | SM 2540 D-2011 | 20051212 | RESIDUE-NONFILTERABLE (TSS) | 1960 | Y
Big Stone Gap Regional Wastewater Plant | 450078 | 12891 | Big Stone Gap | VA | NON-POTABLE WATER | COLILERT QUANTI-TRAY (MPN) | 60002644 | ESCHERICHIA COLI (E COLI) | 2525 | Y
Big Stone Gap Regional Wastewater Plant | 450078 | 12891 | Big Stone Gap | VA | NON-POTABLE WATER | SM 2540 D-2011 | 20051212 | RESIDUE-NONFILTERABLE (TSS) | 1960 | Y
Big Stone Gap Regional Wastewater Plant | 450078 | 12891 | Big Stone Gap | VA | NON-POTABLE WATER | SM 5210 B-2011 | 20135266 | BIOCHEMICAL OXYGEN DEMAND (BOD) | 1530 | Y
Big Stone Gap Regional Wastewater Plant | 450078 | 12891 | Big Stone Gap | VA | NON-POTABLE WATER | SM 5210 B-2011 | 20135266 | CARBONACEOUS BOD (CBOD) | 1555 | Y
Blacksburg - V P I Sanitation Authority | 450019 | 12946 | Blacksburg | VA | NON-POTABLE WATER | COLILERT QUANTI-TRAY (MPN) | 60002644 | ESCHERICHIA COLI (E COLI) | 2525 | Y
Blacksburg - V P I Sanitation Authority | 450019 | 12946 | Blacksburg | VA | NON-POTABLE WATER | SM 2540 D-2011 | 20051212 | RESIDUE-NONFILTERABLE (TSS) | 1960 | Y
Blacksburg - V P I Sanitation Authority | 450019 | 12946 | Blacksburg | VA | NON-POTABLE WATER | SM 4500-H+ B-2011 | 20105220 | PH | 1900 | Y
Blacksburg - V P I Sanitation Authority | 450019 | 12946 | Blacksburg | VA | NON-POTABLE WATER | SM 4500-O G-2011 | 20121668 | OXYGEN, DISSOLVED | 1880 | N
Blacksburg - V P I Sanitation Authority | 450019 | 12946 | Blacksburg | VA | NON-POTABLE WATER | SM 5210 B-2011 | 20135266 | BIOCHEMICAL OXYGEN DEMAND (BOD) | 1530 | Y
Buchanan County P.S.A., Conaway W.W.T.P. | 450084 | 12893 | Big Rock | VA | NON-POTABLE WATER | SM 2540 D-2011 | 20051212 | RESIDUE-NONFILTERABLE (TSS) | 1960 | Y
Buchanan County P.S.A., Conaway W.W.T.P. | 450084 | 12893 | Big Rock | VA | NON-POTABLE WATER | SM 5210 B-2011 | 20135266 | BIOCHEMICAL OXYGEN DEMAND (BOD) | 1530 | Y
C-N-W Regional Wastewater Treatment Plant | 450093 | 12894 | Coeburn | VA | NON-POTABLE WATER | COLILERT QUANTI-TRAY (MPN) | 60002644 | ESCHERICHIA COLI (E COLI) | 2525 | Y
C-N-W Regional Wastewater Treatment Plant | 450093 | 12894 | Coeburn | VA | NON-POTABLE WATER | SM 2540 D-2011 | 20051212 | RESIDUE-NONFILTERABLE (TSS) | 1960 | Y
C-N-W Regional Wastewater Treatment Plant | 450093 | 12894 | Coeburn | VA | NON-POTABLE WATER | SM 4500-CL G-2011 (AS HACH 8167) | 20081623 | TOTAL RESIDUAL CHLORINE | 1940 | Y
C-N-W Regional Wastewater Treatment Plant | 450093 | 12894 | Coeburn | VA | NON-POTABLE WATER | SM 4500-H+ B-2011 | 20105220 | PH | 1900 | Y
C-N-W Regional Wastewater Treatment Plant | 450093 | 12894 | Coeburn | VA | NON-POTABLE WATER | SM 5210 B-2011 | 20135266 | CARBONACEOUS BOD (CBOD) | 1555 | Y
Caroline County Regional S.T.P. | 450058 | 12940 | Ruther Glen | VA | NON-POTABLE WATER | COLILERT QUANTI-TRAY (MPN) | 60002644 | ESCHERICHIA COLI (E COLI) | 2525 | Y
Caroline County Regional S.T.P. | 450058 | 12940 | Ruther Glen | VA | NON-POTABLE WATER | SM 2540 D-2011 | 20051212 | RESIDUE-NONFILTERABLE (TSS) | 1960 | Y
Caroline County Regional S.T.P. | 450058 | 12940 | Ruther Glen | VA | NON-POTABLE WATER | SM 4500-H+ B-2011 | 20105220 | PH | 1900 | Y
Caroline County Regional S.T.P. | 450058 | 12940 | Ruther Glen | VA | NON-POTABLE WATER | SM 4500-P E-2011 (AS HACH 8190) | 20124225 | PHOSPHORUS, TOTAL | 1910 | Y
Caroline County Regional S.T.P. | 450058 | 12940 | Ruther Glen | VA | NON-POTABLE WATER | SM 5210 B-2011 | 20135266 | CARBONACEOUS BOD (CBOD) | 1555 | Y
Caroline County Regional S.T.P. | 450058 | 12940 | Ruther Glen | VA | NON-POTABLE WATER | SM 5210 B-2016 | 20135039 | BIOCHEMICAL OXYGEN DEMAND (BOD) | 1530 | Y
Celanese Acetate (CELCO) | 450090 | 12896 | Narrows | VA | NON-POTABLE WATER | CELCO SOP 2.20 | 99999002 | 2-BUTANONE (METHYL ETHYL KETONE, MEK) | 4410 | N
Celanese Acetate (CELCO) | 450090 | 12896 | Narrows | VA | NON-POTABLE WATER | CELCO SOP 2.20 | 99999002 | ACETIC ACID | 9300 | N
Celanese Acetate (CELCO) | 450090 | 12896 | Narrows | VA | NON-POTABLE WATER | CELCO SOP 2.20 | 99999002 | ACETONITRILE | 4320 | N
Celanese Acetate (CELCO) | 450090 | 12896 | Narrows | VA | NON-POTABLE WATER | CELCO SOP 2.20 | 99999002 | CYCLOHEXANE | 4555 | N
Celanese Acetate (CELCO) | 450090 | 12896 | Narrows | VA | NON-POTABLE WATER | CELCO SOP 2.20 | 99999002 | ISOPROPYL ACETATE | 4890 | N
Celanese Acetate (CELCO) | 450090 | 12896 | Narrows | VA | NON-POTABLE WATER | CELCO SOP 2.20 | 99999002 | ISOPROPYL ALCOHOL (2-PROPANOL, ISOPROPANOL) | 4895 | N
Celanese Acetate (CELCO) | 450090 | 12896 | Narrows | VA | NON-POTABLE WATER | CELCO SOP 2.20 | 99999002 | METHANOL | 4930 | N
Celanese Acetate (CELCO) | 450090 | 12896 | Narrows | VA | NON-POTABLE WATER | CELCO SOP 2.20 | 99999002 | METHYL ACETATE | 4940 | N
Celanese Acetate (CELCO) | 450090 | 12896 | Narrows | VA | NON-POTABLE WATER | SM 2540 D-2011 | 20051212 | RESIDUE-NONFILTERABLE (TSS) | 1960 | Y
Charles City Schools Water & Wastewater Laboratory | 450144 | 13271 | Charles City | VA | NON-POTABLE WATER | COLILERT-18 QUANTI-TRAY (MPN) | 60002622 | ESCHERICHIA COLI (E COLI) | 2525 | Y
City of Chesapeake Public Utilities | 450018 | 12961 | Chesapeake | VA | NON-POTABLE WATER | EPA 200.7 REV 4.4 | 10013806 | ALUMINUM | 1000 | Y
City of Chesapeake Public Utilities | 450018 | 12961 | Chesapeake | VA | NON-POTABLE WATER | EPA 200.7 REV 4.4 | 10013806 | BARIUM | 1015 | Y
City of Chesapeake Public Utilities | 450018 | 12961 | Chesapeake | VA | NON-POTABLE WATER | EPA 200.7 REV 4.4 | 10013806 | CADMIUM | 1030 | Y
City of Chesapeake Public Utilities | 450018 | 12961 | Chesapeake | VA | NON-POTABLE WATER | EPA 200.7 REV 4.4 | 10013806 | CHROMIUM | 1040 | Y
City of Chesapeake Public Utilities | 450018 | 12961 | Chesapeake | VA | NON-POTABLE WATER | EPA 200.7 REV 4.4 | 10013806 | COPPER | 1055 | Y
City of Chesapeake Public Utilities | 450018 | 12961 | Chesapeake | VA | NON-POTABLE WATER | EPA 200.7 REV 4.4 | 10013806 | IRON | 1070 | Y
City of Chesapeake Public Utilities | 450018 | 12961 | Chesapeake | VA | NON-POTABLE WATER | EPA 200.7 REV 4.4 | 10013806 | LEAD | 1075 | Y
City of Chesapeake Public Utilities | 450018 | 12961 | Chesapeake | VA | NON-POTABLE WATER | EPA 200.7 REV 4.4 | 10013806 | MANGANESE | 1090 | Y
City of Chesapeake Public Utilities | 450018 | 12961 | Chesapeake | VA | NON-POTABLE WATER | EPA 200.7 REV 4.4 | 10013806 | SELENIUM | 1140 | Y
City of Chesapeake Public Utilities | 450018 | 12961 | Chesapeake | VA | NON-POTABLE WATER | EPA 200.7 REV 4.4 | 10013806 | SODIUM | 1155 | Y
City of Chesapeake Public Utilities | 450018 | 12961 | Chesapeake | VA | NON-POTABLE WATER | EPA 200.7 REV 4.4 | 10013806 | THALLIUM | 1165 | Y
City of Chesapeake Public Utilities | 450018 | 12961 | Chesapeake | VA | NON-POTABLE WATER | EPA 200.7 REV 4.4 | 10013806 | ZINC | 1190 | Y
City of Chesapeake Public Utilities | 450018 | 12961 | Chesapeake | VA | NON-POTABLE WATER | EPA 300.0 REV 2.1 | 10053200 | CHLORIDE | 1575 | Y
City of Chesapeake Public Utilities | 450018 | 12961 | Chesapeake | VA | NON-POTABLE WATER | EPA 300.0 REV 2.1 | 10053200 | SULFATE | 2000 | Y
City of Chesapeake Public Utilities | 450018 | 12961 | Chesapeake | VA | NON-POTABLE WATER | SM 2540 C-2011 | 20050413 | RESIDUE-FILTERABLE (TDS) | 1955 | Y
City of Chesapeake Public Utilities | 450018 | 12961 | Chesapeake | VA | NON-POTABLE WATER | SM 2540 D-2011 | 20051212 | RESIDUE-NONFILTERABLE (TSS) | 1960 | Y
City of Chesapeake Public Utilities | 450018 | 12961 | Chesapeake | VA | NON-POTABLE WATER | SM 4500-CL F-2011 | 20080824 | TOTAL RESIDUAL CHLORINE | 1940 | Y
City of Chesapeake Public Utilities | 450018 | 12961 | Chesapeake | VA | NON-POTABLE WATER | SM 4500-NH3 D-2011 | 20109415 | AMMONIA AS N | 1515 | Y
City of Covington, Virginia Wastewater Treatment Plant | 450064 | 12898 | Covington | VA | NON-POTABLE WATER | COLILERT-18 QUANTI-TRAY (MPN) | 60002622 | ESCHERICHIA COLI (E COLI) | 2525 | Y
City of Covington, Virginia Wastewater Treatment Plant | 450064 | 12898 | Covington | VA | NON-POTABLE WATER | SM 4500-H+ B-2011 | 20105220 | PH | 1900 | Y
City of Danville, VA Northside Wastewater Treatment Plant Laboratory | 450066 | 12900 | Danville | VA | NON-POTABLE WATER | COLILERT QUANTI-TRAY (MPN) | 60002644 | ESCHERICHIA COLI (E COLI) | 2525 | Y
City of Danville, VA Northside Wastewater Treatment Plant Laboratory | 450066 | 12900 | Danville | VA | NON-POTABLE WATER | SM 2540 D-2011 | 20051212 | RESIDUE-NONFILTERABLE (TSS) | 1960 | Y
City of Danville, VA Northside Wastewater Treatment Plant Laboratory | 450066 | 12900 | Danville | VA | NON-POTABLE WATER | SM 5210 B-2011 | 20135266 | BIOCHEMICAL OXYGEN DEMAND (BOD) | 1530 | Y
City of Danville, VA Northside Wastewater Treatment Plant Laboratory | 450066 | 12900 | Danville | VA | SOLID AND CHEMICAL MATERIALS | SM 2540 G-2011 | 20005270 | RESIDUE-TOTAL (TS) | 1950 | N
City of Danville, VA Northside Wastewater Treatment Plant Laboratory | 450066 | 12900 | Danville | VA | SOLID AND CHEMICAL MATERIALS | SM 2540 G-2011 | 20005270 | RESIDUE-VOLATILE | 1970 | N
City of Emporia Wastewater Treatment Plant | 450016 | 12945 | Emporia | VA | NON-POTABLE WATER | M-COLIBLUE24® | 60031109 | ESCHERICHIA COLI (E COLI) | 2525 | Y
City of Emporia Wastewater Treatment Plant | 450016 | 12945 | Emporia | VA | NON-POTABLE WATER | SM 4500-H+ B-2011 | 20105220 | PH | 1900 | Y
City of Galax W.W.T.F. Laboratory | 450099 | 12902 | Galax | VA | NON-POTABLE WATER | SM 2540 D-2011 | 20051212 | RESIDUE-NONFILTERABLE (TSS) | 1960 | Y
City of Galax W.W.T.F. Laboratory | 450099 | 12902 | Galax | VA | NON-POTABLE WATER | SM 5210 B-2011 | 20135266 | BIOCHEMICAL OXYGEN DEMAND (BOD) | 1530 | Y
City of Martinsville Water Pollution Control Plant Laboratory | 450091 | 12950 | Ridgeway | VA | NON-POTABLE WATER | SM 2540 D-2011 | 20051212 | RESIDUE-NONFILTERABLE (TSS) | 1960 | Y
City of Martinsville Water Pollution Control Plant Laboratory | 450091 | 12950 | Ridgeway | VA | NON-POTABLE WATER | SM 4500-CL G-2011 (AS HACH 8167) | 20081623 | TOTAL RESIDUAL CHLORINE | 1940 | Y
City of Martinsville Water Pollution Control Plant Laboratory | 450091 | 12950 | Ridgeway | VA | NON-POTABLE WATER | SM 4500-H+ B-2011 | 20105220 | PH | 1900 | Y
City of Martinsville Water Pollution Control Plant Laboratory | 450091 | 12950 | Ridgeway | VA | NON-POTABLE WATER | SM 5210 B-2011 | 20135266 | BIOCHEMICAL OXYGEN DEMAND (BOD) | 1530 | Y
City of Norfolk Department of Utilities Water Quality Laboratory | 450131 | 13270 | Norfolk | VA | NON-POTABLE WATER | SM 2540 D-2015 | 20051223 | RESIDUE-NONFILTERABLE (TSS) | 1960 | Y
City of Richmond DPU Wastewater E coli Laboratory | 450155 | 13173 | Richmond | VA | NON-POTABLE WATER | COLILERT QUANTI-TRAY (MPN) | 60002644 | ESCHERICHIA COLI (E COLI) | 2525 | Y
City of Richmond Environmental Management Laboratory - Wastewater | 450061 | 12845 | Richmond | VA | NON-POTABLE WATER | COLILERT QUANTI-TRAY (MPN) | 60002644 | ESCHERICHIA COLI (E COLI) | 2525 | Y
City of Richmond Environmental Management Laboratory - Wastewater | 450061 | 12845 | Richmond | VA | NON-POTABLE WATER | EPA 200.7 REV 4.4 | 10013806 | ALUMINUM | 1000 | Y
City of Richmond Environmental Management Laboratory - Wastewater | 450061 | 12845 | Richmond | VA | NON-POTABLE WATER | EPA 200.7 REV 4.4 | 10013806 | ARSENIC | 1010 | Y
City of Richmond Environmental Management Laboratory - Wastewater | 450061 | 12845 | Richmond | VA | NON-POTABLE WATER | EPA 200.7 REV 4.4 | 10013806 | CADMIUM | 1030 | Y
City of Richmond Environmental Management Laboratory - Wastewater | 450061 | 12845 | Richmond | VA | NON-POTABLE WATER | EPA 200.7 REV 4.4 | 10013806 | CHROMIUM | 1040 | Y
City of Richmond Environmental Management Laboratory - Wastewater | 450061 | 12845 | Richmond | VA | NON-POTABLE WATER | EPA 200.7 REV 4.4 | 10013806 | COPPER | 1055 | Y
City of Richmond Environmental Management Laboratory - Wastewater | 450061 | 12845 | Richmond | VA | NON-POTABLE WATER | EPA 200.7 REV 4.4 | 10013806 | LEAD | 1075 | Y
City of Richmond Environmental Management Laboratory - Wastewater | 450061 | 12845 | Richmond | VA | NON-POTABLE WATER | EPA 200.7 REV 4.4 | 10013806 | NICKEL | 1105 | Y
City of Richmond Environmental Management Laboratory - Wastewater | 450061 | 12845 | Richmond | VA | NON-POTABLE WATER | EPA 200.7 REV 4.4 | 10013806 | SILVER | 1150 | Y
City of Richmond Environmental Management Laboratory - Wastewater | 450061 | 12845 | Richmond | VA | NON-POTABLE WATER | EPA 200.7 REV 4.4 | 10013806 | ZINC | 1190 | Y
City of Richmond Environmental Management Laboratory - Wastewater | 450061 | 12845 | Richmond | VA | NON-POTABLE WATER | EPA 350.1 REV 2 (AS SEAL EPA-103-C) | 10063602 | AMMONIA AS N | 1515 | Y
City of Richmond Environmental Management Laboratory - Wastewater | 450061 | 12845 | Richmond | VA | NON-POTABLE WATER | EPA 350.1 REV 2 (AS SEAL EPA-129-C) | 10063602 | AMMONIA AS N | 1515 | Y
City of Richmond Environmental Management Laboratory - Wastewater | 450061 | 12845 | Richmond | VA | NON-POTABLE WATER | EPA 351.2 REV 2 (AS SEAL EPA-158-C) | 10065404 | KJELDAHL NITROGEN - TOTAL (TKN) | 1795 | Y
City of Richmond Environmental Management Laboratory - Wastewater | 450061 | 12845 | Richmond | VA | NON-POTABLE WATER | EPA 353.2 REV 2 (AS SEAL EPA-126-C) | 10067604 | NITRATE-NITRITE AS N | 1820 | Y
City of Richmond Environmental Management Laboratory - Wastewater | 450061 | 12845 | Richmond | VA | NON-POTABLE WATER | EPA 365.1 REV 2 (AS SEAL EPA-134-C) | 10070005 | PHOSPHORUS, TOTAL | 1910 | Y
City of Richmond Environmental Management Laboratory - Wastewater | 450061 | 12845 | Richmond | VA | NON-POTABLE WATER | SM 2540 D-2011 | 20051212 | RESIDUE-NONFILTERABLE (TSS) | 1960 | Y
City of Richmond Environmental Management Laboratory - Wastewater | 450061 | 12845 | Richmond | VA | NON-POTABLE WATER | SM 5210 B-2011 | 20135266 | BIOCHEMICAL OXYGEN DEMAND (BOD) | 1530 | Y
City of Richmond Environmental Management Laboratory - Wastewater | 450061 | 12845 | Richmond | VA | NON-POTABLE WATER | SM 5210 B-2011 | 20135266 | CARBONACEOUS BOD (CBOD) | 1555 | Y
City of Waynesboro Wastewater Treatment Plant Laboratory | 450034 | 12906 | Waynesboro | VA | NON-POTABLE WATER | COLILERT-18 QUANTI-TRAY (MPN) | 60002622 | ESCHERICHIA COLI (E COLI) | 2525 | Y
City of Waynesboro Wastewater Treatment Plant Laboratory | 450034 | 12906 | Waynesboro | VA | NON-POTABLE WATER | SM 2540 D-2011 | 20051212 | RESIDUE-NONFILTERABLE (TSS) | 1960 | Y
City of Waynesboro Wastewater Treatment Plant Laboratory | 450034 | 12906 | Waynesboro | VA | NON-POTABLE WATER | SM 4500-H+ B-2011 | 20105220 | PH | 1900 | Y
City of Waynesboro Wastewater Treatment Plant Laboratory | 450034 | 12906 | Waynesboro | VA | NON-POTABLE WATER | SM 5210 B-2011 | 20135266 | CARBONACEOUS BOD (CBOD) | 1555 | Y
Dupont-Spruance Water Laboratory | 450087 | 12852 | Richmond | VA | NON-POTABLE WATER | ASTM D1426-15(A) (AS HACH 8038) | 30007353 | AMMONIA AS N | 1515 | Y
Dupont-Spruance Water Laboratory | 450087 | 12852 | Richmond | VA | NON-POTABLE WATER | DUPONT-SPRUANCE METHOD 9309 | 60035203 | HEXAMETHYLPHOSPHORAMIDE (HMPA) | 7700 | N
Dupont-Spruance Water Laboratory | 450087 | 12852 | Richmond | VA | NON-POTABLE WATER | SM 2540 D-2015 | 20051223 | RESIDUE-NONFILTERABLE (TSS) | 1960 | Y
Dupont-Spruance Water Laboratory | 450087 | 12852 | Richmond | VA | NON-POTABLE WATER | SM 4500-CL G-2011 (AS HACH 8167) | 20081623 | TOTAL RESIDUAL CHLORINE | 1940 | Y
Dupont-Spruance Water Laboratory | 450087 | 12852 | Richmond | VA | NON-POTABLE WATER | SM 4500-P E-2011 (AS HACH 8190) | 20124225 | PHOSPHORUS, TOTAL | 1910 | Y
Dupont-Spruance Water Laboratory | 450087 | 12852 | Richmond | VA | NON-POTABLE WATER | SM 5210 B-2016 | 20135039 | BIOCHEMICAL OXYGEN DEMAND (BOD) | 1530 | Y
Dupont-Spruance Water Laboratory | 450087 | 12852 | Richmond | VA | NON-POTABLE WATER | SM 5210 B-2016 | 20135039 | CARBONACEOUS BOD (CBOD) | 1555 | Y
Fairfax County Environmental Monitoring Laboratory | 450072 | 12942 | Lorton | VA | NON-POTABLE WATER | COLILERT QUANTI-TRAY (MPN) | 60002644 | ESCHERICHIA COLI (E COLI) | 2525 | Y
Fairfax County Environmental Monitoring Laboratory | 450072 | 12942 | Lorton | VA | NON-POTABLE WATER | EPA 1631 E | 10237204 | MERCURY | 1095 | Y
Fairfax County Environmental Monitoring Laboratory | 450072 | 12942 | Lorton | VA | NON-POTABLE WATER | EPA 1664 A | 10127807 | OIL AND GREASE (AS N-HEXANE EXTRACTABLE MATERIAL (HEM)) | 1803 | Y
Fairfax County Environmental Monitoring Laboratory | 450072 | 12942 | Lorton | VA | NON-POTABLE WATER | EPA 200.7 REV 4.4 | 10013806 | ALUMINUM | 1000 | Y
Fairfax County Environmental Monitoring Laboratory | 450072 | 12942 | Lorton | VA | NON-POTABLE WATER | EPA 200.7 REV 4.4 | 10013806 | ANTIMONY | 1005 | Y
Fairfax County Environmental Monitoring Laboratory | 450072 | 12942 | Lorton | VA | NON-POTABLE WATER | EPA 200.7 REV 4.4 | 10013806 | ARSENIC | 1010 | Y
Fairfax County Environmental Monitoring Laboratory | 450072 | 12942 | Lorton | VA | NON-POTABLE WATER | EPA 200.7 REV 4.4 | 10013806 | BARIUM | 1015 | Y
Fairfax County Environmental Monitoring Laboratory | 450072 | 12942 | Lorton | VA | NON-POTABLE WATER | EPA 200.7 REV 4.4 | 10013806 | BERYLLIUM | 1020 | Y
Fairfax County Environmental Monitoring Laboratory | 450072 | 12942 | Lorton | VA | NON-POTABLE WATER | EPA 200.7 REV 4.4 | 10013806 | CADMIUM | 1030 | Y
Fairfax County Environmental Monitoring Laboratory | 450072 | 12942 | Lorton | VA | NON-POTABLE WATER | EPA 200.7 REV 4.4 | 10013806 | CALCIUM | 1035 | Y
Fairfax County Environmental Monitoring Laboratory | 450072 | 12942 | Lorton | VA | NON-POTABLE WATER | EPA 200.7 REV 4.4 | 10013806 | CHROMIUM | 1040 | Y
Fairfax County Environmental Monitoring Laboratory | 450072 | 12942 | Lorton | VA | NON-POTABLE WATER | EPA 200.7 REV 4.4 | 10013806 | COPPER | 1055 | Y
Fairfax County Environmental Monitoring Laboratory | 450072 | 12942 | Lorton | VA | NON-POTABLE WATER | EPA 200.7 REV 4.4 | 10013806 | IRON | 1070 | Y
Fairfax County Environmental Monitoring Laboratory | 450072 | 12942 | Lorton | VA | NON-POTABLE WATER | EPA 200.7 REV 4.4 | 10013806 | LEAD | 1075 | Y
Fairfax County Environmental Monitoring Laboratory | 450072 | 12942 | Lorton | VA | NON-POTABLE WATER | EPA 200.7 REV 4.4 | 10013806 | MAGNESIUM | 1085 | Y
Fairfax County Environmental Monitoring Laboratory | 450072 | 12942 | Lorton | VA | NON-POTABLE WATER | EPA 200.7 REV 4.4 | 10013806 | MANGANESE | 1090 | Y
Fairfax County Environmental Monitoring Laboratory | 450072 | 12942 | Lorton | VA | NON-POTABLE WATER | EPA 200.7 REV 4.4 | 10013806 | MOLYBDENUM | 1100 | Y
Fairfax County Environmental Monitoring Laboratory | 450072 | 12942 | Lorton | VA | NON-POTABLE WATER | EPA 200.7 REV 4.4 | 10013806 | NICKEL | 1105 | Y
Fairfax County Environmental Monitoring Laboratory | 450072 | 12942 | Lorton | VA | NON-POTABLE WATER | EPA 200.7 REV 4.4 | 10013806 | POTASSIUM | 1125 | Y
Fairfax County Environmental Monitoring Laboratory | 450072 | 12942 | Lorton | VA | NON-POTABLE WATER | EPA 200.7 REV 4.4 | 10013806 | SELENIUM | 1140 | Y
Fairfax County Environmental Monitoring Laboratory | 450072 | 12942 | Lorton | VA | NON-POTABLE WATER | EPA 200.7 REV 4.4 | 10013806 | SILVER | 1150 | Y
Fairfax County Environmental Monitoring Laboratory | 450072 | 12942 | Lorton | VA | NON-POTABLE WATER | EPA 200.7 REV 4.4 | 10013806 | SODIUM | 1155 | Y
Fairfax County Environmental Monitoring Laboratory | 450072 | 12942 | Lorton | VA | NON-POTABLE WATER | EPA 200.7 REV 4.4 | 10013806 | THALLIUM | 1165 | Y
Fairfax County Environmental Monitoring Laboratory | 450072 | 12942 | Lorton | VA | NON-POTABLE WATER | EPA 200.7 REV 4.4 | 10013806 | ZINC | 1190 | Y
Fairfax County Environmental Monitoring Laboratory | 450072 | 12942 | Lorton | VA | NON-POTABLE WATER | EPA 200.9 REV 2.2 | 10015404 | ANTIMONY | 1005 | Y
Fairfax County Environmental Monitoring Laboratory | 450072 | 12942 | Lorton | VA | NON-POTABLE WATER | EPA 200.9 REV 2.2 | 10015404 | ARSENIC | 1010 | Y
Fairfax County Environmental Monitoring Laboratory | 450072 | 12942 | Lorton | VA | NON-POTABLE WATER | EPA 200.9 REV 2.2 | 10015404 | BERYLLIUM | 1020 | Y
Fairfax County Environmental Monitoring Laboratory | 450072 | 12942 | Lorton | VA | NON-POTABLE WATER | EPA 200.9 REV 2.2 | 10015404 | CADMIUM | 1030 | Y
Fairfax County Environmental Monitoring Laboratory | 450072 | 12942 | Lorton | VA | NON-POTABLE WATER | EPA 200.9 REV 2.2 | 10015404 | CHROMIUM | 1040 | Y
Fairfax County Environmental Monitoring Laboratory | 450072 | 12942 | Lorton | VA | NON-POTABLE WATER | EPA 200.9 REV 2.2 | 10015404 | COPPER | 1055 | Y
Fairfax County Environmental Monitoring Laboratory | 450072 | 12942 | Lorton | VA | NON-POTABLE WATER | EPA 200.9 REV 2.2 | 10015404 | LEAD | 1075 | Y
Fairfax County Environmental Monitoring Laboratory | 450072 | 12942 | Lorton | VA | NON-POTABLE WATER | EPA 200.9 REV 2.2 | 10015404 | NICKEL | 1105 | Y
Fairfax County Environmental Monitoring Laboratory | 450072 | 12942 | Lorton | VA | NON-POTABLE WATER | EPA 200.9 REV 2.2 | 10015404 | SELENIUM | 1140 | Y
Fairfax County Environmental Monitoring Laboratory | 450072 | 12942 | Lorton | VA | NON-POTABLE WATER | EPA 200.9 REV 2.2 | 10015404 | SILVER | 1150 | Y
Fairfax County Environmental Monitoring Laboratory | 450072 | 12942 | Lorton | VA | NON-POTABLE WATER | EPA 200.9 REV 2.2 | 10015404 | THALLIUM | 1165 | Y
Fairfax County Environmental Monitoring Laboratory | 450072 | 12942 | Lorton | VA | NON-POTABLE WATER | EPA 245.2 | 10271406 | MERCURY | 1095 | Y
Fairfax County Environmental Monitoring Laboratory | 450072 | 12942 | Lorton | VA | NON-POTABLE WATER | EPA 350.1 REV 2 | 10063602 | AMMONIA AS N | 1515 | Y
Fairfax County Environmental Monitoring Laboratory | 450072 | 12942 | Lorton | VA | NON-POTABLE WATER | EPA 351.2 REV 2 | 10065404 | KJELDAHL NITROGEN - TOTAL (TKN) | 1795 | Y
Fairfax County Environmental Monitoring Laboratory | 450072 | 12942 | Lorton | VA | NON-POTABLE WATER | EPA 353.2 REV 2 | 10067604 | NITRATE-NITRITE AS N | 1820 | Y
Fairfax County Environmental Monitoring Laboratory | 450072 | 12942 | Lorton | VA | NON-POTABLE WATER | EPA 624.1 | 10298121 | 1,1,1-TRICHLOROETHANE | 5160 | Y
Fairfax County Environmental Monitoring Laboratory | 450072 | 12942 | Lorton | VA | NON-POTABLE WATER | EPA 624.1 | 10298121 | 1,1,2,2-TETRACHLOROETHANE | 5110 | Y
Fairfax County Environmental Monitoring Laboratory | 450072 | 12942 | Lorton | VA | NON-POTABLE WATER | EPA 624.1 | 10298121 | 1,1,2-TRICHLOROETHANE | 5165 | Y
Fairfax County Environmental Monitoring Laboratory | 450072 | 12942 | Lorton | VA | NON-POTABLE WATER | EPA 624.1 | 10298121 | 1,1-DICHLOROETHANE | 4630 | Y
Fairfax County Environmental Monitoring Laboratory | 450072 | 12942 | Lorton | VA | NON-POTABLE WATER | EPA 624.1 | 10298121 | 1,1-DICHLOROETHYLENE | 4640 | Y
Fairfax County Environmental Monitoring Laboratory | 450072 | 12942 | Lorton | VA | NON-POTABLE WATER | EPA 624.1 | 10298121 | 1,2-DICHLOROBENZENE (O-DICHLOROBENZENE) | 4610 | Y
Fairfax County Environmental Monitoring Laboratory | 450072 | 12942 | Lorton | VA | NON-POTABLE WATER | EPA 624.1 | 10298121 | 1,2-DICHLOROETHANE (ETHYLENE DICHLORIDE) | 4635 | Y
Fairfax County Environmental Monitoring Laboratory | 450072 | 12942 | Lorton | VA | NON-POTABLE WATER | EPA 624.1 | 10298121 | 1,2-DICHLOROPROPANE | 4655 | Y
Fairfax County Environmental Monitoring Laboratory | 450072 | 12942 | Lorton | VA | NON-POTABLE WATER | EPA 624.1 | 10298121 | 1,3-DICHLOROBENZENE (M-DICHLOROBENZENE) | 4615 | Y
Fairfax County Environmental Monitoring Laboratory | 450072 | 12942 | Lorton | VA | NON-POTABLE WATER | EPA 624.1 | 10298121 | 1,4-DICHLOROBENZENE (P-DICHLOROBENZENE) | 4620 | Y
Fairfax County Environmental Monitoring Laboratory | 450072 | 12942 | Lorton | VA | NON-POTABLE WATER | EPA 624.1 | 10298121 | 2-BUTANONE (METHYL ETHYL KETONE, MEK) | 4410 | N
Fairfax County Environmental Monitoring Laboratory | 450072 | 12942 | Lorton | VA | NON-POTABLE WATER | EPA 624.1 | 10298121 | 2-CHLOROETHYL VINYL ETHER | 4500 | N
Fairfax County Environmental Monitoring Laboratory | 450072 | 12942 | Lorton | VA | NON-POTABLE WATER | EPA 624.1 | 10298121 | 2-HEXANONE | 4860 | N
Fairfax County Environmental Monitoring Laboratory | 450072 | 12942 | Lorton | VA | NON-POTABLE WATER | EPA 624.1 | 10298121 | 4-METHYL-2-PENTANONE (METHYL ISOBUTYL KETONE, MIBK) | 4995 | Y
Fairfax County Environmental Monitoring Laboratory | 450072 | 12942 | Lorton | VA | NON-POTABLE WATER | EPA 624.1 | 10298121 | ACETONE | 4315 | Y
Fairfax County Environmental Monitoring Laboratory | 450072 | 12942 | Lorton | VA | NON-POTABLE WATER | EPA 624.1 | 10298121 | ACROLEIN (PROPENAL) | 4325 | N
Fairfax County Environmental Monitoring Laboratory | 450072 | 12942 | Lorton | VA | NON-POTABLE WATER | EPA 624.1 | 10298121 | ACRYLONITRILE | 4340 | N
Fairfax County Environmental Monitoring Laboratory | 450072 | 12942 | Lorton | VA | NON-POTABLE WATER | EPA 624.1 | 10298121 | BENZENE | 4375 | Y
Fairfax County Environmental Monitoring Laboratory | 450072 | 12942 | Lorton | VA | NON-POTABLE WATER | EPA 624.1 | 10298121 | BROMODICHLOROMETHANE | 4395 | Y
Fairfax County Environmental Monitoring Laboratory | 450072 | 12942 | Lorton | VA | NON-POTABLE WATER | EPA 624.1 | 10298121 | BROMOFORM | 4400 | Y
Fairfax County Environmental Monitoring Laboratory | 450072 | 12942 | Lorton | VA | NON-POTABLE WATER | EPA 624.1 | 10298121 | CARBON TETRACHLORIDE | 4455 | Y
Fairfax County Environmental Monitoring Laboratory | 450072 | 12942 | Lorton | VA | NON-POTABLE WATER | EPA 624.1 | 10298121 | CHLOROBENZENE | 4475 | Y
Fairfax County Environmental Monitoring Laboratory | 450072 | 12942 | Lorton | VA | NON-POTABLE WATER | EPA 624.1 | 10298121 | CHLORODIBROMOMETHANE | 4575 | Y
Fairfax County Environmental Monitoring Laboratory | 450072 | 12942 | Lorton | VA | NON-POTABLE WATER | EPA 624.1 | 10298121 | CHLOROETHANE (ETHYL CHLORIDE) | 4485 | Y
Fairfax County Environmental Monitoring Laboratory | 450072 | 12942 | Lorton | VA | NON-POTABLE WATER | EPA 624.1 | 10298121 | CHLOROFORM | 4505 | Y
Fairfax County Environmental Monitoring Laboratory | 450072 | 12942 | Lorton | VA | NON-POTABLE WATER | EPA 624.1 | 10298121 | CIS-1,3-DICHLOROPROPENE | 4680 | Y
Fairfax County Environmental Monitoring Laboratory | 450072 | 12942 | Lorton | VA | NON-POTABLE WATER | EPA 624.1 | 10298121 | DICHLORODIFLUOROMETHANE (FREON-12) | 4625 | N
Fairfax County Environmental Monitoring Laboratory | 450072 | 12942 | Lorton | VA | NON-POTABLE WATER | EPA 624.1 | 10298121 | ETHYLBENZENE | 4765 | Y
Fairfax County Environmental Monitoring Laboratory | 450072 | 12942 | Lorton | VA | NON-POTABLE WATER | EPA 624.1 | 10298121 | M+P-XYLENE | 5240 | Y
Fairfax County Environmental Monitoring Laboratory | 450072 | 12942 | Lorton | VA | NON-POTABLE WATER | EPA 624.1 | 10298121 | METHYL BROMIDE (BROMOMETHANE) | 4950 | Y
Fairfax County Environmental Monitoring Laboratory | 450072 | 12942 | Lorton | VA | NON-POTABLE WATER | EPA 624.1 | 10298121 | METHYL CHLORIDE (CHLOROMETHANE) | 4960 | Y
Fairfax County Environmental Monitoring Laboratory | 450072 | 12942 | Lorton | VA | NON-POTABLE WATER | EPA 624.1 | 10298121 | METHYL TERT-BUTYL ETHER (MTBE) | 5000 | Y
Fairfax County Environmental Monitoring Laboratory | 450072 | 12942 | Lorton | VA | NON-POTABLE WATER | EPA 624.1 | 10298121 | METHYLENE CHLORIDE (DICHLOROMETHANE) | 4975 | Y
Fairfax County Environmental Monitoring Laboratory | 450072 | 12942 | Lorton | VA | NON-POTABLE WATER | EPA 624.1 | 10298121 | O-XYLENE | 5250 | Y
Fairfax County Environmental Monitoring Laboratory | 450072 | 12942 | Lorton | VA | NON-POTABLE WATER | EPA 624.1 | 10298121 | TETRACHLOROETHENE (PERCHLOROETHENE) | 5115 | Y
Fairfax County Environmental Monitoring Laboratory | 450072 | 12942 | Lorton | VA | NON-POTABLE WATER | EPA 624.1 | 10298121 | TOLUENE | 5140 | Y
Fairfax County Environmental Monitoring Laboratory | 450072 | 12942 | Lorton | VA | NON-POTABLE WATER | EPA 624.1 | 10298121 | TRANS-1,2-DICHLOROETHENE | 4700 | Y
Fairfax County Environmental Monitoring Laboratory | 450072 | 12942 | Lorton | VA | NON-POTABLE WATER | EPA 624.1 | 10298121 | TRANS-1,3-DICHLOROPROPENE (TRANS-1,3-DICHLOROPROPYLENE) | 4685 | Y
Fairfax County Environmental Monitoring Laboratory | 450072 | 12942 | Lorton | VA | NON-POTABLE WATER | EPA 624.1 | 10298121 | TRICHLOROETHENE (TRICHLOROETHYLENE) | 5170 | Y
Fairfax County Environmental Monitoring Laboratory | 450072 | 12942 | Lorton | VA | NON-POTABLE WATER | EPA 624.1 | 10298121 | TRICHLOROFLUOROMETHANE (FLUOROTRICHLOROMETHANE, FREON 11) | 5175 | Y
Fairfax County Environmental Monitoring Laboratory | 450072 | 12942 | Lorton | VA | NON-POTABLE WATER | EPA 624.1 | 10298121 | VINYL CHLORIDE (CHLOROETHENE) | 5235 | Y
Fairfax County Environmental Monitoring Laboratory | 450072 | 12942 | Lorton | VA | NON-POTABLE WATER | EPA 624.1 | 10298121 | XYLENE (TOTAL) | 5260 | Y
Fairfax County Environmental Monitoring Laboratory | 450072 | 12942 | Lorton | VA | NON-POTABLE WATER | EPA 625.1 | 10300024 | 1,2,4-TRICHLOROBENZENE | 5155 | Y
Fairfax County Environmental Monitoring Laboratory | 450072 | 12942 | Lorton | VA | NON-POTABLE WATER | EPA 625.1 | 10300024 | 2,2'-OXYBIS(1-CHLOROPROPANE) | 4659 | Y
Fairfax County Environmental Monitoring Laboratory | 450072 | 12942 | Lorton | VA | NON-POTABLE WATER | EPA 625.1 | 10300024 | 2,4,5-TRICHLOROPHENOL | 6835 | Y
Fairfax County Environmental Monitoring Laboratory | 450072 | 12942 | Lorton | VA | NON-POTABLE WATER | EPA 625.1 | 10300024 | 2,4,6-TRICHLOROPHENOL | 6840 | Y
Fairfax County Environmental Monitoring Laboratory | 450072 | 12942 | Lorton | VA | NON-POTABLE WATER | EPA 625.1 | 10300024 | 2,4-DICHLOROPHENOL | 6000 | Y
Fairfax County Environmental Monitoring Laboratory | 450072 | 12942 | Lorton | VA | NON-POTABLE WATER | EPA 625.1 | 10300024 | 2,4-DIMETHYLPHENOL | 6130 | Y
Fairfax County Environmental Monitoring Laboratory | 450072 | 12942 | Lorton | VA | NON-POTABLE WATER | EPA 625.1 | 10300024 | 2,4-DINITROPHENOL | 6175 | Y
Fairfax County Environmental Monitoring Laboratory | 450072 | 12942 | Lorton | VA | NON-POTABLE WATER | EPA 625.1 | 10300024 | 2,4-DINITROTOLUENE (2,4-DNT) | 6185 | Y
Fairfax County Environmental Monitoring Laboratory | 450072 | 12942 | Lorton | VA | NON-POTABLE WATER | EPA 625.1 | 10300024 | 2,6-DINITROTOLUENE (2,6-DNT) | 6190 | Y
Fairfax County Environmental Monitoring Laboratory | 450072 | 12942 | Lorton | VA | NON-POTABLE WATER | EPA 625.1 | 10300024 | 2-CHLORONAPHTHALENE | 5795 | Y
Fairfax County Environmental Monitoring Laboratory | 450072 | 12942 | Lorton | VA | NON-POTABLE WATER | EPA 625.1 | 10300024 | 2-CHLOROPHENOL | 5800 | Y
Fairfax County Environmental Monitoring Laboratory | 450072 | 12942 | Lorton | VA | NON-POTABLE WATER | EPA 625.1 | 10300024 | 2-METHYL-4,6-DINITROPHENOL (4,6-DINITRO-2-METHYLPHENOL) | 6360 | Y
Fairfax County Environmental Monitoring Laboratory | 450072 | 12942 | Lorton | VA | NON-POTABLE WATER | EPA 625.1 | 10300024 | 2-METHYLPHENOL (O-CRESOL) | 6400 | Y
Fairfax County Environmental Monitoring Laboratory | 450072 | 12942 | Lorton | VA | NON-POTABLE WATER | EPA 625.1 | 10300024 | 2-NITROPHENOL | 6490 | Y
Fairfax County Environmental Monitoring Laboratory | 450072 | 12942 | Lorton | VA | NON-POTABLE WATER | EPA 625.1 | 10300024 | 3,3'-DICHLOROBENZIDINE | 5945 | N
Fairfax County Environmental Monitoring Laboratory | 450072 | 12942 | Lorton | VA | NON-POTABLE WATER | EPA 625.1 | 10300024 | 4-BROMOPHENYL PHENYL ETHER (BDE-3) | 5660 | Y
Fairfax County Environmental Monitoring Laboratory | 450072 | 12942 | Lorton | VA | NON-POTABLE WATER | EPA 625.1 | 10300024 | 4-CHLORO-3-METHYLPHENOL | 5700 | Y
Fairfax County Environmental Monitoring Laboratory | 450072 | 12942 | Lorton | VA | NON-POTABLE WATER | EPA 625.1 | 10300024 | 4-CHLOROPHENYL PHENYLETHER | 5825 | Y
Fairfax County Environmental Monitoring Laboratory | 450072 | 12942 | Lorton | VA | NON-POTABLE WATER | EPA 625.1 | 10300024 | 4-NITROPHENOL | 6500 | Y
Fairfax County Environmental Monitoring Laboratory | 450072 | 12942 | Lorton | VA | NON-POTABLE WATER | EPA 625.1 | 10300024 | ACENAPHTHENE | 5500 | Y
Fairfax County Environmental Monitoring Laboratory | 450072 | 12942 | Lorton | VA | NON-POTABLE WATER | EPA 625.1 | 10300024 | ACENAPHTHYLENE | 5505 | Y
Fairfax County Environmental Monitoring Laboratory | 450072 | 12942 | Lorton | VA | NON-POTABLE WATER | EPA 625.1 | 10300024 | ANTHRACENE | 5555 | Y
Fairfax County Environmental Monitoring Laboratory | 450072 | 12942 | Lorton | VA | NON-POTABLE WATER | EPA 625.1 | 10300024 | BENZIDINE | 5595 | N
Fairfax County Environmental Monitoring Laboratory | 450072 | 12942 | Lorton | VA | NON-POTABLE WATER | EPA 625.1 | 10300024 | BENZO(A)ANTHRACENE | 5575 | Y
Fairfax County Environmental Monitoring Laboratory | 450072 | 12942 | Lorton | VA | NON-POTABLE WATER | EPA 625.1 | 10300024 | BENZO(A)PYRENE | 5580 | Y
Fairfax County Environmental Monitoring Laboratory | 450072 | 12942 | Lorton | VA | NON-POTABLE WATER | EPA 625.1 | 10300024 | BENZO(B)FLUORANTHENE | 5585 | Y
Fairfax County Environmental Monitoring Laboratory | 450072 | 12942 | Lorton | VA | NON-POTABLE WATER | EPA 625.1 | 10300024 | BENZO(G,H,I)PERYLENE | 5590 | Y
Fairfax County Environmental Monitoring Laboratory | 450072 | 12942 | Lorton | VA | NON-POTABLE WATER | EPA 625.1 | 10300024 | BENZO(K)FLUORANTHENE | 5600 | Y
Fairfax County Environmental Monitoring Laboratory | 450072 | 12942 | Lorton | VA | NON-POTABLE WATER | EPA 625.1 | 10300024 | BIS(2-CHLOROETHOXY)METHANE | 5760 | Y
Fairfax County Environmental Monitoring Laboratory | 450072 | 12942 | Lorton | VA | NON-POTABLE WATER | EPA 625.1 | 10300024 | BIS(2-CHLOROETHYL) ETHER | 5765 | Y
Fairfax County Environmental Monitoring Laboratory | 450072 | 12942 | Lorton | VA | NON-POTABLE WATER | EPA 625.1 | 10300024 | BIS(2-ETHYLHEXYL) PHTHALATE (DI(2-ETHYLHEXYL)PHTHALATE), (DEHP) | 6065 | Y
Fairfax County Environmental Monitoring Laboratory | 450072 | 12942 | Lorton | VA | NON-POTABLE WATER | EPA 625.1 | 10300024 | BUTYL BENZYL PHTHALATE | 5670 | Y
Fairfax County Environmental Monitoring Laboratory | 450072 | 12942 | Lorton | VA | NON-POTABLE WATER | EPA 625.1 | 10300024 | CHRYSENE | 5855 | Y
Fairfax County Environmental Monitoring Laboratory | 450072 | 12942 | Lorton | VA | NON-POTABLE WATER | EPA 625.1 | 10300024 | DI-N-BUTYL PHTHALATE | 5925 | Y
Fairfax County Environmental Monitoring Laboratory | 450072 | 12942 | Lorton | VA | NON-POTABLE WATER | EPA 625.1 | 10300024 | DI-N-OCTYL PHTHALATE | 6200 | Y
Fairfax County Environmental Monitoring Laboratory | 450072 | 12942 | Lorton | VA | NON-POTABLE WATER | EPA 625.1 | 10300024 | DIBENZO(A,H) ANTHRACENE | 5895 | Y
Fairfax County Environmental Monitoring Laboratory | 450072 | 12942 | Lorton | VA | NON-POTABLE WATER | EPA 625.1 | 10300024 | DIETHYL PHTHALATE | 6070 | Y
Fairfax County Environmental Monitoring Laboratory | 450072 | 12942 | Lorton | VA | NON-POTABLE WATER | EPA 625.1 | 10300024 | DIMETHYL PHTHALATE | 6135 | Y
Fairfax County Environmental Monitoring Laboratory | 450072 | 12942 | Lorton | VA | NON-POTABLE WATER | EPA 625.1 | 10300024 | FLUORANTHENE | 6265 | Y
Fairfax County Environmental Monitoring Laboratory | 450072 | 12942 | Lorton | VA | NON-POTABLE WATER | EPA 625.1 | 10300024 | FLUORENE | 6270 | Y
Fairfax County Environmental Monitoring Laboratory | 450072 | 12942 | Lorton | VA | NON-POTABLE WATER | EPA 625.1 | 10300024 | HEXACHLOROBENZENE | 6275 | Y
Fairfax County Environmental Monitoring Laboratory | 450072 | 12942 | Lorton | VA | NON-POTABLE WATER | EPA 625.1 | 10300024 | HEXACHLOROBUTADIENE (1,3-HEXACHLOROBUTADIENE) | 4835 | Y
Fairfax County Environmental Monitoring Laboratory | 450072 | 12942 | Lorton | VA | NON-POTABLE WATER | EPA 625.1 | 10300024 | HEXACHLOROCYCLOPENTADIENE | 6285 | Y
Fairfax County Environmental Monitoring Laboratory | 450072 | 12942 | Lorton | VA | NON-POTABLE WATER | EPA 625.1 | 10300024 | HEXACHLOROETHANE | 4840 | Y
Fairfax County Environmental Monitoring Laboratory | 450072 | 12942 | Lorton | VA | NON-POTABLE WATER | EPA 625.1 | 10300024 | INDENO(1,2,3-CD) PYRENE | 6315 | Y
Fairfax County Environmental Monitoring Laboratory | 450072 | 12942 | Lorton | VA | NON-POTABLE WATER | EPA 625.1 | 10300024 | ISOPHORONE | 6320 | Y
Fairfax County Environmental Monitoring Laboratory | 450072 | 12942 | Lorton | VA | NON-POTABLE WATER | EPA 625.1 | 10300024 | N-NITROSODI-N-PROPYLAMINE | 6545 | Y
Fairfax County Environmental Monitoring Laboratory | 450072 | 12942 | Lorton | VA | NON-POTABLE WATER | EPA 625.1 | 10300024 | N-NITROSODIMETHYLAMINE | 6530 | Y
Fairfax County Environmental Monitoring Laboratory | 450072 | 12942 | Lorton | VA | NON-POTABLE WATER | EPA 625.1 | 10300024 | N-NITROSODIPHENYLAMINE | 6535 | Y
Fairfax County Environmental Monitoring Laboratory | 450072 | 12942 | Lorton | VA | NON-POTABLE WATER | EPA 625.1 | 10300024 | NAPHTHALENE | 5005 | Y
Fairfax County Environmental Monitoring Laboratory | 450072 | 12942 | Lorton | VA | NON-POTABLE WATER | EPA 625.1 | 10300024 | NITROBENZENE | 5015 | Y
Fairfax County Environmental Monitoring Laboratory | 450072 | 12942 | Lorton | VA | NON-POTABLE WATER | EPA 625.1 | 10300024 | PENTACHLOROPHENOL | 6605 | Y
Fairfax County Environmental Monitoring Laboratory | 450072 | 12942 | Lorton | VA | NON-POTABLE WATER | EPA 625.1 | 10300024 | PHENANTHRENE | 6615 | Y
Fairfax County Environmental Monitoring Laboratory | 450072 | 12942 | Lorton | VA | NON-POTABLE WATER | EPA 625.1 | 10300024 | PHENOL | 6625 | Y
Fairfax County Environmental Monitoring Laboratory | 450072 | 12942 | Lorton | VA | NON-POTABLE WATER | EPA 625.1 | 10300024 | PYRENE | 6665 | Y
Fairfax County Environmental Monitoring Laboratory | 450072 | 12942 | Lorton | VA | NON-POTABLE WATER | EPA 625.1 | 10300024 | PYRIDINE | 5095 | N
Fairfax County Environmental Monitoring Laboratory | 450072 | 12942 | Lorton | VA | NON-POTABLE WATER | EPA 625.1 EXTENDED | 10300024 | 4-METHYLPHENOL (P-CRESOL) | 6410 | Y
Fairfax County Environmental Monitoring Laboratory | 450072 | 12942 | Lorton | VA | NON-POTABLE WATER | EPA 8260 C | 10307003 | 1,1,1-TRICHLOROETHANE | 5160 | Y
Fairfax County Environmental Monitoring Laboratory | 450072 | 12942 | Lorton | VA | NON-POTABLE WATER | EPA 8260 C | 10307003 | 1,1,2,2-TETRACHLOROETHANE | 5110 | Y
Fairfax County Environmental Monitoring Laboratory | 450072 | 12942 | Lorton | VA | NON-POTABLE WATER | EPA 8260 C | 10307003 | 1,1,2-TRICHLOROETHANE | 5165 | Y
Fairfax County Environmental Monitoring Laboratory | 450072 | 12942 | Lorton | VA | NON-POTABLE WATER | EPA 8260 C | 10307003 | 1,1-DICHLOROETHANE | 4630 | Y
Fairfax County Environmental Monitoring Laboratory | 450072 | 12942 | Lorton | VA | NON-POTABLE WATER | EPA 8260 C | 10307003 | 1,1-DICHLOROETHYLENE | 4640 | Y
Fairfax County Environmental Monitoring Laboratory | 450072 | 12942 | Lorton | VA | NON-POTABLE WATER | EPA 8260 C | 10307003 | 1,2-DICHLOROBENZENE (O-DICHLOROBENZENE) | 4610 | Y
Fairfax County Environmental Monitoring Laboratory | 450072 | 12942 | Lorton | VA | NON-POTABLE WATER | EPA 8260 C | 10307003 | 1,2-DICHLOROETHANE (ETHYLENE DICHLORIDE) | 4635 | Y
Fairfax County Environmental Monitoring Laboratory | 450072 | 12942 | Lorton | VA | NON-POTABLE WATER | EPA 8260 C | 10307003 | 1,2-DICHLOROPROPANE | 4655 | Y
Fairfax County Environmental Monitoring Laboratory | 450072 | 12942 | Lorton | VA | NON-POTABLE WATER | EPA 8260 C | 10307003 | 1,3-DICHLOROBENZENE (M-DICHLOROBENZENE) | 4615 | Y
Fairfax County Environmental Monitoring Laboratory | 450072 | 12942 | Lorton | VA | NON-POTABLE WATER | EPA 8260 C | 10307003 | 1,4-DICHLOROBENZENE (P-DICHLOROBENZENE) | 4620 | Y
Fairfax County Environmental Monitoring Laboratory | 450072 | 12942 | Lorton | VA | NON-POTABLE WATER | EPA 8260 C | 10307003 | 2-BUTANONE (METHYL ETHYL KETONE, MEK) | 4410 | N
Fairfax County Environmental Monitoring Laboratory | 450072 | 12942 | Lorton | VA | NON-POTABLE WATER | EPA 8260 C | 10307003 | 2-CHLOROETHYL VINYL ETHER | 4500 | N
Fairfax County Environmental Monitoring Laboratory | 450072 | 12942 | Lorton | VA | NON-POTABLE WATER | EPA 8260 C | 10307003 | 2-HEXANONE | 4860 | Y
Fairfax County Environmental Monitoring Laboratory | 450072 | 12942 | Lorton | VA | NON-POTABLE WATER | EPA 8260 C | 10307003 | 4-METHYL-2-PENTANONE (METHYL ISOBUTYL KETONE, MIBK) | 4995 | Y
Fairfax County Environmental Monitoring Laboratory | 450072 | 12942 | Lorton | VA | NON-POTABLE WATER | EPA 8260 C | 10307003 | ACETONE | 4315 | Y
Fairfax County Environmental Monitoring Laboratory | 450072 | 12942 | Lorton | VA | NON-POTABLE WATER | EPA 8260 C | 10307003 | ACROLEIN (PROPENAL) | 4325 | N
Fairfax County Environmental Monitoring Laboratory | 450072 | 12942 | Lorton | VA | NON-POTABLE WATER | EPA 8260 C | 10307003 | ACRYLONITRILE | 4340 | N
Fairfax County Environmental Monitoring Laboratory | 450072 | 12942 | Lorton | VA | NON-POTABLE WATER | EPA 8260 C | 10307003 | BENZENE | 4375 | Y
Fairfax County Environmental Monitoring Laboratory | 450072 | 12942 | Lorton | VA | NON-POTABLE WATER | EPA 8260 C | 10307003 | BROMODICHLOROMETHANE | 4395 | Y
Fairfax County Environmental Monitoring Laboratory | 450072 | 12942 | Lorton | VA | NON-POTABLE WATER | EPA 8260 C | 10307003 | BROMOFORM | 4400 | Y
Fairfax County Environmental Monitoring Laboratory | 450072 | 12942 | Lorton | VA | NON-POTABLE WATER | EPA 8260 C | 10307003 | CARBON TETRACHLORIDE | 4455 | Y
Fairfax County Environmental Monitoring Laboratory | 450072 | 12942 | Lorton | VA | NON-POTABLE WATER | EPA 8260 C | 10307003 | CHLOROBENZENE | 4475 | Y
Fairfax County Environmental Monitoring Laboratory | 450072 | 12942 | Lorton | VA | NON-POTABLE WATER | EPA 8260 C | 10307003 | CHLORODIBROMOMETHANE | 4575 | Y
Fairfax County Environmental Monitoring Laboratory | 450072 | 12942 | Lorton | VA | NON-POTABLE WATER | EPA 8260 C | 10307003 | CHLOROETHANE (ETHYL CHLORIDE) | 4485 | Y
Fairfax County Environmental Monitoring Laboratory | 450072 | 12942 | Lorton | VA | NON-POTABLE WATER | EPA 8260 C | 10307003 | CHLOROFORM | 4505 | Y
Fairfax County Environmental Monitoring Laboratory | 450072 | 12942 | Lorton | VA | NON-POTABLE WATER | EPA 8260 C | 10307003 | CIS-1,3-DICHLOROPROPENE | 4680 | Y
Fairfax County Environmental Monitoring Laboratory | 450072 | 12942 | Lorton | VA | NON-POTABLE WATER | EPA 8260 C | 10307003 | DICHLORODIFLUOROMETHANE (FREON-12) | 4625 | N
Fairfax County Environmental Monitoring Laboratory | 450072 | 12942 | Lorton | VA | NON-POTABLE WATER | EPA 8260 C | 10307003 | ETHYLBENZENE | 4765 | Y
Fairfax County Environmental Monitoring Laboratory | 450072 | 12942 | Lorton | VA | NON-POTABLE WATER | EPA 8260 C | 10307003 | METHYL BROMIDE (BROMOMETHANE) | 4950 | Y
Fairfax County Environmental Monitoring Laboratory | 450072 | 12942 | Lorton | VA | NON-POTABLE WATER | EPA 8260 C | 10307003 | METHYL CHLORIDE (CHLOROMETHANE) | 4960 | Y
Fairfax County Environmental Monitoring Laboratory | 450072 | 12942 | Lorton | VA | NON-POTABLE WATER | EPA 8260 C | 10307003 | METHYL TERT-BUTYL ETHER (MTBE) | 5000 | Y
Fairfax County Environmental Monitoring Laboratory | 450072 | 12942 | Lorton | VA | NON-POTABLE WATER | EPA 8260 C | 10307003 | METHYLENE CHLORIDE (DICHLOROMETHANE) | 4975 | Y
Fairfax County Environmental Monitoring Laboratory | 450072 | 12942 | Lorton | VA | NON-POTABLE WATER | EPA 8260 C | 10307003 | TETRACHLOROETHENE (PERCHLOROETHENE) | 5115 | Y
Fairfax County Environmental Monitoring Laboratory | 450072 | 12942 | Lorton | VA | NON-POTABLE WATER | EPA 8260 C | 10307003 | TOLUENE | 5140 | Y
Fairfax County Environmental Monitoring Laboratory | 450072 | 12942 | Lorton | VA | NON-POTABLE WATER | EPA 8260 C | 10307003 | TRANS-1,2-DICHLOROETHENE | 4700 | Y
Fairfax County Environmental Monitoring Laboratory | 450072 | 12942 | Lorton | VA | NON-POTABLE WATER | EPA 8260 C | 10307003 | TRANS-1,3-DICHLOROPROPENE (TRANS-1,3-DICHLOROPROPYLENE) | 4685 | Y
Fairfax County Environmental Monitoring Laboratory | 450072 | 12942 | Lorton | VA | NON-POTABLE WATER | EPA 8260 C | 10307003 | TRICHLOROETHENE (TRICHLOROETHYLENE) | 5170 | Y
Fairfax County Environmental Monitoring Laboratory | 450072 | 12942 | Lorton | VA | NON-POTABLE WATER | EPA 8260 C | 10307003 | TRICHLOROFLUOROMETHANE (FLUOROTRICHLOROMETHANE, FREON 11) | 5175 | Y
Fairfax County Environmental Monitoring Laboratory | 450072 | 12942 | Lorton | VA | NON-POTABLE WATER | EPA 8260 C | 10307003 | VINYL CHLORIDE (CHLOROETHENE) | 5235 | Y
Fairfax County Environmental Monitoring Laboratory | 450072 | 12942 | Lorton | VA | NON-POTABLE WATER | EPA 8260 C | 10307003 | XYLENE (TOTAL) | 5260 | Y
Fairfax County Environmental Monitoring Laboratory | 450072 | 12942 | Lorton | VA | NON-POTABLE WATER | EPA 8270 D | 10186035 | 1,2,4-TRICHLOROBENZENE | 5155 | Y
Fairfax County Environmental Monitoring Laboratory | 450072 | 12942 | Lorton | VA | NON-POTABLE WATER | EPA 8270 D | 10186035 | 1,2-DICHLOROBENZENE (O-DICHLOROBENZENE) | 4610 | Y
Fairfax County Environmental Monitoring Laboratory | 450072 | 12942 | Lorton | VA | NON-POTABLE WATER | EPA 8270 D | 10186035 | 1,3-DICHLOROBENZENE (M-DICHLOROBENZENE) | 4615 | Y
Fairfax County Environmental Monitoring Laboratory | 450072 | 12942 | Lorton | VA | NON-POTABLE WATER | EPA 8270 D | 10186035 | 1,4-DICHLOROBENZENE (P-DICHLOROBENZENE) | 4620 | Y
Fairfax County Environmental Monitoring Laboratory | 450072 | 12942 | Lorton | VA | NON-POTABLE WATER | EPA 8270 D | 10186035 | 2,2'-OXYBIS(1-CHLOROPROPANE) | 4659 | Y
Fairfax County Environmental Monitoring Laboratory | 450072 | 12942 | Lorton | VA | NON-POTABLE WATER | EPA 8270 D | 10186035 | 2,4,5-TRICHLOROPHENOL | 6835 | Y
Fairfax County Environmental Monitoring Laboratory | 450072 | 12942 | Lorton | VA | NON-POTABLE WATER | EPA 8270 D | 10186035 | 2,4,6-TRICHLOROPHENOL | 6840 | Y
Fairfax County Environmental Monitoring Laboratory | 450072 | 12942 | Lorton | VA | NON-POTABLE WATER | EPA 8270 D | 10186035 | 2,4-DICHLOROPHENOL | 6000 | Y
Fairfax County Environmental Monitoring Laboratory | 450072 | 12942 | Lorton | VA | NON-POTABLE WATER | EPA 8270 D | 10186035 | 2,4-DIMETHYLPHENOL | 6130 | Y
Fairfax County Environmental Monitoring Laboratory | 450072 | 12942 | Lorton | VA | NON-POTABLE WATER | EPA 8270 D | 10186035 | 2,4-DINITROPHENOL | 6175 | Y
Fairfax County Environmental Monitoring Laboratory | 450072 | 12942 | Lorton | VA | NON-POTABLE WATER | EPA 8270 D | 10186035 | 2,4-DINITROTOLUENE (2,4-DNT) | 6185 | Y
Fairfax County Environmental Monitoring Laboratory | 450072 | 12942 | Lorton | VA | NON-POTABLE WATER | EPA 8270 D | 10186035 | 2,6-DINITROTOLUENE (2,6-DNT) | 6190 | Y
Fairfax County Environmental Monitoring Laboratory | 450072 | 12942 | Lorton | VA | NON-POTABLE WATER | EPA 8270 D | 10186035 | 2-CHLORONAPHTHALENE | 5795 | Y
Fairfax County Environmental Monitoring Laboratory | 450072 | 12942 | Lorton | VA | NON-POTABLE WATER | EPA 8270 D | 10186035 | 2-CHLOROPHENOL | 5800 | Y
Fairfax County Environmental Monitoring Laboratory | 450072 | 12942 | Lorton | VA | NON-POTABLE WATER | EPA 8270 D | 10186035 | 2-METHYL-4,6-DINITROPHENOL (4,6-DINITRO-2-METHYLPHENOL) | 6360 | Y
Fairfax County Environmental Monitoring Laboratory | 450072 | 12942 | Lorton | VA | NON-POTABLE WATER | EPA 8270 D | 10186035 | 2-METHYLPHENOL (O-CRESOL) | 6400 | Y
Fairfax County Environmental Monitoring Laboratory | 450072 | 12942 | Lorton | VA | NON-POTABLE WATER | EPA 8270 D | 10186035 | 2-NITROPHENOL | 6490 | Y
Fairfax County Environmental Monitoring Laboratory | 450072 | 12942 | Lorton | VA | NON-POTABLE WATER | EPA 8270 D | 10186035 | 3,3'-DICHLOROBENZIDINE | 5945 | N
Fairfax County Environmental Monitoring Laboratory | 450072 | 12942 | Lorton | VA | NON-POTABLE WATER | EPA 8270 D | 10186035 | 4-BROMOPHENYL PHENYL ETHER (BDE-3) | 5660 | Y
Fairfax County Environmental Monitoring Laboratory | 450072 | 12942 | Lorton | VA | NON-POTABLE WATER | EPA 8270 D | 10186035 | 4-CHLORO-3-METHYLPHENOL | 5700 | Y
Fairfax County Environmental Monitoring Laboratory | 450072 | 12942 | Lorton | VA | NON-POTABLE WATER | EPA 8270 D | 10186035 | 4-CHLOROPHENYL PHENYLETHER | 5825 | Y
Fairfax County Environmental Monitoring Laboratory | 450072 | 12942 | Lorton | VA | NON-POTABLE WATER | EPA 8270 D | 10186035 | 4-METHYLPHENOL (P-CRESOL) | 6410 | Y
Fairfax County Environmental Monitoring Laboratory | 450072 | 12942 | Lorton | VA | NON-POTABLE WATER | EPA 8270 D | 10186035 | 4-NITROPHENOL | 6500 | Y
Fairfax County Environmental Monitoring Laboratory | 450072 | 12942 | Lorton | VA | NON-POTABLE WATER | EPA 8270 D | 10186035 | ACENAPHTHENE | 5500 | Y
Fairfax County Environmental Monitoring Laboratory | 450072 | 12942 | Lorton | VA | NON-POTABLE WATER | EPA 8270 D | 10186035 | ACENAPHTHYLENE | 5505 | Y
Fairfax County Environmental Monitoring Laboratory | 450072 | 12942 | Lorton | VA | NON-POTABLE WATER | EPA 8270 D | 10186035 | ANTHRACENE | 5555 | Y
Fairfax County Environmental Monitoring Laboratory | 450072 | 12942 | Lorton | VA | NON-POTABLE WATER | EPA 8270 D | 10186035 | BENZIDINE | 5595 | N
Fairfax County Environmental Monitoring Laboratory | 450072 | 12942 | Lorton | VA | NON-POTABLE WATER | EPA 8270 D | 10186035 | BENZO(A)ANTHRACENE | 5575 | Y
Fairfax County Environmental Monitoring Laboratory | 450072 | 12942 | Lorton | VA | NON-POTABLE WATER | EPA 8270 D | 10186035 | BENZO(A)PYRENE | 5580 | Y
Fairfax County Environmental Monitoring Laboratory | 450072 | 12942 | Lorton | VA | NON-POTABLE WATER | EPA 8270 D | 10186035 | BENZO(B)FLUORANTHENE | 5585 | Y
Fairfax County Environmental Monitoring Laboratory | 450072 | 12942 | Lorton | VA | NON-POTABLE WATER | EPA 8270 D | 10186035 | BENZO(G,H,I)PERYLENE | 5590 | Y
Fairfax County Environmental Monitoring Laboratory | 450072 | 12942 | Lorton | VA | NON-POTABLE WATER | EPA 8270 D | 10186035 | BENZO(K)FLUORANTHENE | 5600 | Y
Fairfax County Environmental Monitoring Laboratory | 450072 | 12942 | Lorton | VA | NON-POTABLE WATER | EPA 8270 D | 10186035 | BIS(2-CHLOROETHOXY)METHANE | 5760 | Y
Fairfax County Environmental Monitoring Laboratory | 450072 | 12942 | Lorton | VA | NON-POTABLE WATER | EPA 8270 D | 10186035 | BIS(2-CHLOROETHYL) ETHER | 5765 | Y
Fairfax County Environmental Monitoring Laboratory | 450072 | 12942 | Lorton | VA | NON-POTABLE WATER | EPA 8270 D | 10186035 | BIS(2-ETHYLHEXYL) PHTHALATE (DI(2-ETHYLHEXYL)PHTHALATE), (DEHP) | 6065 | Y
Fairfax County Environmental Monitoring Laboratory | 450072 | 12942 | Lorton | VA | NON-POTABLE WATER | EPA 8270 D | 10186035 | BUTYL BENZYL PHTHALATE | 5670 | Y
Fairfax County Environmental Monitoring Laboratory | 450072 | 12942 | Lorton | VA | NON-POTABLE WATER | EPA 8270 D | 10186035 | CHRYSENE | 5855 | Y
Fairfax County Environmental Monitoring Laboratory | 450072 | 12942 | Lorton | VA | NON-POTABLE WATER | EPA 8270 D | 10186035 | DI-N-BUTYL PHTHALATE | 5925 | Y
Fairfax County Environmental Monitoring Laboratory | 450072 | 12942 | Lorton | VA | NON-POTABLE WATER | EPA 8270 D | 10186035 | DI-N-OCTYL PHTHALATE | 6200 | Y
Fairfax County Environmental Monitoring Laboratory | 450072 | 12942 | Lorton | VA | NON-POTABLE WATER | EPA 8270 D | 10186035 | DIBENZO(A,H) ANTHRACENE | 5895 | Y
Fairfax County Environmental Monitoring Laboratory | 450072 | 12942 | Lorton | VA | NON-POTABLE WATER | EPA 8270 D | 10186035 | DIETHYL PHTHALATE | 6070 | Y
Fairfax County Environmental Monitoring Laboratory | 450072 | 12942 | Lorton | VA | NON-POTABLE WATER | EPA 8270 D | 10186035 | DIMETHYL PHTHALATE | 6135 | Y
Fairfax County Environmental Monitoring Laboratory | 450072 | 12942 | Lorton | VA | NON-POTABLE WATER | EPA 8270 D | 10186035 | FLUORANTHENE | 6265 | Y
Fairfax County Environmental Monitoring Laboratory | 450072 | 12942 | Lorton | VA | NON-POTABLE WATER | EPA 8270 D | 10186035 | FLUORENE | 6270 | Y
Fairfax County Environmental Monitoring Laboratory | 450072 | 12942 | Lorton | VA | NON-POTABLE WATER | EPA 8270 D | 10186035 | HEXACHLOROBENZENE | 6275 | Y
Fairfax County Environmental Monitoring Laboratory | 450072 | 12942 | Lorton | VA | NON-POTABLE WATER | EPA 8270 D | 10186035 | HEXACHLOROBUTADIENE (1,3-HEXACHLOROBUTADIENE) | 4835 | Y
Fairfax County Environmental Monitoring Laboratory | 450072 | 12942 | Lorton | VA | NON-POTABLE WATER | EPA 8270 D | 10186035 | HEXACHLOROCYCLOPENTADIENE | 6285 | Y
Fairfax County Environmental Monitoring Laboratory | 450072 | 12942 | Lorton | VA | NON-POTABLE WATER | EPA 8270 D | 10186035 | HEXACHLOROETHANE | 4840 | Y
Fairfax County Environmental Monitoring Laboratory | 450072 | 12942 | Lorton | VA | NON-POTABLE WATER | EPA 8270 D | 10186035 | INDENO(1,2,3-CD) PYRENE | 6315 | Y
Fairfax County Environmental Monitoring Laboratory | 450072 | 12942 | Lorton | VA | NON-POTABLE WATER | EPA 8270 D | 10186035 | ISOPHORONE | 6320 | Y
Fairfax County Environmental Monitoring Laboratory | 450072 | 12942 | Lorton | VA | NON-POTABLE WATER | EPA 8270 D | 10186035 | N-NITROSODI-N-PROPYLAMINE | 6545 | Y
Fairfax County Environmental Monitoring Laboratory | 450072 | 12942 | Lorton | VA | NON-POTABLE WATER | EPA 8270 D | 10186035 | N-NITROSODIMETHYLAMINE | 6530 | Y
Fairfax County Environmental Monitoring Laboratory | 450072 | 12942 | Lorton | VA | NON-POTABLE WATER | EPA 8270 D | 10186035 | N-NITROSODIPHENYLAMINE | 6535 | Y
Fairfax County Environmental Monitoring Laboratory | 450072 | 12942 | Lorton | VA | NON-POTABLE WATER | EPA 8270 D | 10186035 | NAPHTHALENE | 5005 | Y
Fairfax County Environmental Monitoring Laboratory | 450072 | 12942 | Lorton | VA | NON-POTABLE WATER | EPA 8270 D | 10186035 | NITROBENZENE | 5015 | Y
Fairfax County Environmental Monitoring Laboratory | 450072 | 12942 | Lorton | VA | NON-POTABLE WATER | EPA 8270 D | 10186035 | PENTACHLOROPHENOL | 6605 | Y
Fairfax County Environmental Monitoring Laboratory | 450072 | 12942 | Lorton | VA | NON-POTABLE WATER | EPA 8270 D | 10186035 | PHENANTHRENE | 6615 | Y
Fairfax County Environmental Monitoring Laboratory | 450072 | 12942 | Lorton | VA | NON-POTABLE WATER | EPA 8270 D | 10186035 | PHENOL | 6625 | Y
Fairfax County Environmental Monitoring Laboratory | 450072 | 12942 | Lorton | VA | NON-POTABLE WATER | EPA 8270 D | 10186035 | PYRENE | 6665 | Y
Fairfax County Environmental Monitoring Laboratory | 450072 | 12942 | Lorton | VA | NON-POTABLE WATER | EPA 8270 D - EXTENDED | 10186035 | PYRIDINE | 5095 | N
Fairfax County Environmental Monitoring Laboratory | 450072 | 12942 | Lorton | VA | NON-POTABLE WATER | HACH 8000 | 60003001 | CHEMICAL OXYGEN DEMAND (COD) | 1565 | Y
Fairfax County Environmental Monitoring Laboratory | 450072 | 12942 | Lorton | VA | NON-POTABLE WATER | HACH 8507 | 60004208 | NITRITE AS N | 1840 | Y
Fairfax County Environmental Monitoring Laboratory | 450072 | 12942 | Lorton | VA | NON-POTABLE WATER | LACHAT QUIKCHEM 10-204-00-1-X | 60007161 | CYANIDE | 1635 | Y
Fairfax County Environmental Monitoring Laboratory | 450072 | 12942 | Lorton | VA | NON-POTABLE WATER | SM 2340 C-2011 (AS HACH 8226) | 20047614 | TOTAL HARDNESS AS CACO3 | 1755 | Y
Fairfax County Environmental Monitoring Laboratory | 450072 | 12942 | Lorton | VA | NON-POTABLE WATER | SM 2540 C-2011 | 20050413 | RESIDUE-FILTERABLE (TDS) | 1955 | Y
Fairfax County Environmental Monitoring Laboratory | 450072 | 12942 | Lorton | VA | NON-POTABLE WATER | SM 2540 D-2011 | 20051212 | RESIDUE-NONFILTERABLE (TSS) | 1960 | Y
Fairfax County Environmental Monitoring Laboratory | 450072 | 12942 | Lorton | VA | NON-POTABLE WATER | SM 4500-CL¯ B-2011 | 20084611 | CHLORIDE | 1575 | Y
Fairfax County Environmental Monitoring Laboratory | 450072 | 12942 | Lorton | VA | NON-POTABLE WATER | SM 4500-P E-2011 (AS HACH 8048) | 20124225 | ORTHOPHOSPHATE AS P | 1870 | Y
Fairfax County Environmental Monitoring Laboratory | 450072 | 12942 | Lorton | VA | NON-POTABLE WATER | SM 4500-P E-2011 (AS HACH 8190) | 20124225 | PHOSPHORUS, TOTAL | 1910 | Y
Fairfax County Environmental Monitoring Laboratory | 450072 | 12942 | Lorton | VA | NON-POTABLE WATER | SM 5210 B-2011 | 20135266 | BIOCHEMICAL OXYGEN DEMAND (BOD) | 1530 | Y
Fairfax County Environmental Monitoring Laboratory | 450072 | 12942 | Lorton | VA | NON-POTABLE WATER | SM 5210 B-2011 | 20135266 | CARBONACEOUS BOD (CBOD) | 1555 | Y
Fairfax County Environmental Monitoring Laboratory | 450072 | 12942 | Lorton | VA | SOLID AND CHEMICAL MATERIALS | EPA 1311 | 10118806 | PREP: TOXICITY CHARACTERISTIC LEACHING PROCEDURE (TCLP) | 1466 | N
Fairfax County Environmental Monitoring Laboratory | 450072 | 12942 | Lorton | VA | SOLID AND CHEMICAL MATERIALS | EPA 1631 E | 10237204 | MERCURY | 1095 | Y
Fairfax County Environmental Monitoring Laboratory | 450072 | 12942 | Lorton | VA | SOLID AND CHEMICAL MATERIALS | EPA 3050 | 10135203 | PREP: ACID DIGESTION OF SEDIMENTS, SLUDGES, AND SOILS | 1400 | N
Fairfax County Environmental Monitoring Laboratory | 450072 | 12942 | Lorton | VA | SOLID AND CHEMICAL MATERIALS | EPA 7000 B | 10157707 | ANTIMONY | 1005 | Y
Fairfax County Environmental Monitoring Laboratory | 450072 | 12942 | Lorton | VA | SOLID AND CHEMICAL MATERIALS | EPA 7000 B | 10157707 | BERYLLIUM | 1020 | Y
Fairfax County Environmental Monitoring Laboratory | 450072 | 12942 | Lorton | VA | SOLID AND CHEMICAL MATERIALS | EPA 7000 B | 10157707 | CADMIUM | 1030 | Y
Fairfax County Environmental Monitoring Laboratory | 450072 | 12942 | Lorton | VA | SOLID AND CHEMICAL MATERIALS | EPA 7000 B | 10157707 | CHROMIUM | 1040 | Y
Fairfax County Environmental Monitoring Laboratory | 450072 | 12942 | Lorton | VA | SOLID AND CHEMICAL MATERIALS | EPA 7000 B | 10157707 | COPPER | 1055 | Y
Fairfax County Environmental Monitoring Laboratory | 450072 | 12942 | Lorton | VA | SOLID AND CHEMICAL MATERIALS | EPA 7000 B | 10157707 | LEAD | 1075 | Y
Fairfax County Environmental Monitoring Laboratory | 450072 | 12942 | Lorton | VA | SOLID AND CHEMICAL MATERIALS | EPA 7000 B | 10157707 | MANGANESE | 1090 | Y
Fairfax County Environmental Monitoring Laboratory | 450072 | 12942 | Lorton | VA | SOLID AND CHEMICAL MATERIALS | EPA 7000 B | 10157707 | MOLYBDENUM | 1100 | Y
Fairfax County Environmental Monitoring Laboratory | 450072 | 12942 | Lorton | VA | SOLID AND CHEMICAL MATERIALS | EPA 7000 B | 10157707 | NICKEL | 1105 | Y
Fairfax County Environmental Monitoring Laboratory | 450072 | 12942 | Lorton | VA | SOLID AND CHEMICAL MATERIALS | EPA 7000 B | 10157707 | SILVER | 1150 | Y
Fairfax County Environmental Monitoring Laboratory | 450072 | 12942 | Lorton | VA | SOLID AND CHEMICAL MATERIALS | EPA 7000 B | 10157707 | THALLIUM | 1165 | Y
Fairfax County Environmental Monitoring Laboratory | 450072 | 12942 | Lorton | VA | SOLID AND CHEMICAL MATERIALS | EPA 7000 B | 10157707 | ZINC | 1190 | Y
Fairfax County Environmental Monitoring Laboratory | 450072 | 12942 | Lorton | VA | SOLID AND CHEMICAL MATERIALS | EPA 7010 | 10157810 | ARSENIC | 1010 | Y
Fairfax County Environmental Monitoring Laboratory | 450072 | 12942 | Lorton | VA | SOLID AND CHEMICAL MATERIALS | EPA 7010 | 10157810 | SELENIUM | 1140 | Y
Fairfax County Environmental Monitoring Laboratory | 450072 | 12942 | Lorton | VA | SOLID AND CHEMICAL MATERIALS | EPA 7471 B | 10166457 | MERCURY | 1095 | Y
Fairfax County Environmental Monitoring Laboratory | 450072 | 12942 | Lorton | VA | SOLID AND CHEMICAL MATERIALS | SM 2540 G-2011 | 20005270 | RESIDUE-TOTAL (TS) | 1950 | N
Fairfax County Environmental Monitoring Laboratory | 450072 | 12942 | Lorton | VA | SOLID AND CHEMICAL MATERIALS | SM 2540 G-2011 | 20005270 | RESIDUE-VOLATILE | 1970 | N
Fairfax Water | 450045 | 12935 | Herndon | VA | NON-POTABLE WATER | SM 2540 D-2011 | 20051212 | RESIDUE-NONFILTERABLE (TSS) | 1960 | Y
Halifax County Service Authority: Leigh Street Water Treatment Plant | 450153 | 12912 | South Boston | VA | NON-POTABLE WATER | COLILERT QUANTI-TRAY (MPN) | 60002644 | ESCHERICHIA COLI (E COLI) | 2525 | Y
Holston Regional Wastewater Treatment Plant | 450043 | 12916 | Weber City | VA | NON-POTABLE WATER | COLILERT QUANTI-TRAY (MPN) | 60002644 | ESCHERICHIA COLI (E COLI) | 2525 | Y
Holston Regional Wastewater Treatment Plant | 450043 | 12916 | Weber City | VA | NON-POTABLE WATER | SM 2540 D-2015 | 20051223 | RESIDUE-NONFILTERABLE (TSS) | 1960 | Y
Holston Regional Wastewater Treatment Plant | 450043 | 12916 | Weber City | VA | NON-POTABLE WATER | SM 5210 B-2016 | 20135039 | BIOCHEMICAL OXYGEN DEMAND (BOD) | 1530 | Y
Hopewell Water Renewal | 450033 | 12963 | Hopewell | VA | NON-POTABLE WATER | EPA 350.1 REV 2 (AS LACHAT 10-107-06-1-I) | 10063602 | AMMONIA AS N | 1515 | Y
Hopewell Water Renewal | 450033 | 12963 | Hopewell | VA | NON-POTABLE WATER | EPA 351.2 REV 2 (AS LACHAT 10-107-06-2-D) | 10065404 | KJELDAHL NITROGEN - TOTAL (TKN) | 1795 | Y
Hopewell Water Renewal | 450033 | 12963 | Hopewell | VA | NON-POTABLE WATER | EPA 353.2 REV 2 (AS LACHAT 10-107-04-1-A) | 10067604 | NITRATE-NITRITE AS N | 1820 | Y
Hopewell Water Renewal | 450033 | 12963 | Hopewell | VA | NON-POTABLE WATER | SM 2540 D-2011 | 20051212 | RESIDUE-NONFILTERABLE (TSS) | 1960 | Y
Hopewell Water Renewal | 450033 | 12963 | Hopewell | VA | NON-POTABLE WATER | SM 4500-P E-2011 (AS HACH 10210) | 20124225 | PHOSPHORUS, TOTAL | 1910 | Y
Hopewell Water Renewal | 450033 | 12963 | Hopewell | VA | NON-POTABLE WATER | SM 5210 B-2011 | 20135266 | CARBONACEOUS BOD (CBOD) | 1555 | Y
Hopewell Water Renewal | 450033 | 12963 | Hopewell | VA | SOLID AND CHEMICAL MATERIALS | SM 2540 G-2011 | 20005270 | RESIDUE-TOTAL (TS) | 1950 | N
Hopewell Water Renewal | 450033 | 12963 | Hopewell | VA | SOLID AND CHEMICAL MATERIALS | SM 2540 G-2011 | 20005270 | RESIDUE-VOLATILE | 1970 | N
I.W.T.P. Laboratory | 450068 | 12868 | Manassas | VA | NON-POTABLE WATER | EPA 200.7 REV 4.4 | 10013806 | POTASSIUM | 1125 | Y
I.W.T.P. Laboratory | 450068 | 12868 | Manassas | VA | NON-POTABLE WATER | EPA 200.7 REV 4.4 | 10013806 | SODIUM | 1155 | Y
I.W.T.P. Laboratory | 450068 | 12868 | Manassas | VA | NON-POTABLE WATER | EPA 300.0 REV 2.1 | 10053200 | BROMIDE | 1540 | Y
Little Falls Run Waste Water Treatment Facility | 450004 | 12864 | Fredericksburg | VA | NON-POTABLE WATER | COLILERT QUANTI-TRAY (MPN) | 60002644 | ESCHERICHIA COLI (E COLI) | 2525 | Y
Little Falls Run Waste Water Treatment Facility | 450004 | 12864 | Fredericksburg | VA | NON-POTABLE WATER | SM 2540 D-2011 | 20051212 | RESIDUE-NONFILTERABLE (TSS) | 1960 | Y
Little Falls Run Waste Water Treatment Facility | 450004 | 12864 | Fredericksburg | VA | NON-POTABLE WATER | SM 2550 B-2010 | 20053229 | TEMPERATURE | 2030 | N
Little Falls Run Waste Water Treatment Facility | 450004 | 12864 | Fredericksburg | VA | NON-POTABLE WATER | SM 4500-H+ B-2011 | 20105220 | PH | 1900 | Y
Little Falls Run Waste Water Treatment Facility | 450004 | 12864 | Fredericksburg | VA | NON-POTABLE WATER | SM 4500-NH3 D-2011 | 20109415 | AMMONIA AS N | 1515 | Y
Little Falls Run Waste Water Treatment Facility | 450004 | 12864 | Fredericksburg | VA | NON-POTABLE WATER | SM 4500-NH3 D-2011 | 20109415 | KJELDAHL NITROGEN - TOTAL (TKN) | 1795 | Y
Little Falls Run Waste Water Treatment Facility | 450004 | 12864 | Fredericksburg | VA | NON-POTABLE WATER | SM 4500-NO3¯ E-2011 | 20115826 | NITRATE-NITRITE AS N | 1820 | Y
Little Falls Run Waste Water Treatment Facility | 450004 | 12864 | Fredericksburg | VA | NON-POTABLE WATER | SM 4500-P E-2011 | 20124225 | PHOSPHORUS, TOTAL | 1910 | Y
Little Falls Run Waste Water Treatment Facility | 450004 | 12864 | Fredericksburg | VA | NON-POTABLE WATER | SM 5210 B-2011 | 20135266 | CARBONACEOUS BOD (CBOD) | 1555 | Y
Loudoun Water Laboratory | 450115 | 13039 | Ashburn | VA | NON-POTABLE WATER | COLILERT QUANTI-TRAY (MPN) | 60002644 | ESCHERICHIA COLI (E COLI) | 2525 | Y
Loudoun Water Laboratory | 450115 | 13039 | Ashburn | VA | NON-POTABLE WATER | COLILERT-18 QUANTI-TRAY (MPN) | 60002622 | ESCHERICHIA COLI (E COLI) | 2525 | Y
Loudoun Water Laboratory | 450115 | 13039 | Ashburn | VA | NON-POTABLE WATER | EPA 180.1 REV 2 | 10011800 | TURBIDITY | 2055 | Y
Loudoun Water Laboratory | 450115 | 13039 | Ashburn | VA | NON-POTABLE WATER | EPA 350.1 REV 2 (AS SEAL EPA 153-C) | 10063602 | AMMONIA AS N | 1515 | Y
Loudoun Water Laboratory | 450115 | 13039 | Ashburn | VA | NON-POTABLE WATER | EPA 351.2 REV 2 (AS SEAL EPA-136-C) | 10065404 | KJELDAHL NITROGEN - TOTAL (TKN) | 1795 | Y
Loudoun Water Laboratory | 450115 | 13039 | Ashburn | VA | NON-POTABLE WATER | EPA 353.2 REV 2 (AS SEAL EPA-114-C) | 10067604 | NITRATE-NITRITE AS N | 1820 | Y
Loudoun Water Laboratory | 450115 | 13039 | Ashburn | VA | NON-POTABLE WATER | EPA 353.2 REV 2 (AS SEAL EPA-115-C) | 10067604 | NITRITE AS N | 1840 | Y
Loudoun Water Laboratory | 450115 | 13039 | Ashburn | VA | NON-POTABLE WATER | EPA 365.1 REV 2 (AS SEAL EPA-119-A OR C) | 10070005 | PHOSPHORUS, TOTAL | 1910 | Y
Loudoun Water Laboratory | 450115 | 13039 | Ashburn | VA | NON-POTABLE WATER | EPA 365.1 REV 2 (AS SEAL EPA-134-C) | 10070005 | PHOSPHORUS, TOTAL | 1910 | Y
Loudoun Water Laboratory | 450115 | 13039 | Ashburn | VA | NON-POTABLE WATER | HACH 8000 | 60003001 | CHEMICAL OXYGEN DEMAND (COD) | 1565 | Y
Loudoun Water Laboratory | 450115 | 13039 | Ashburn | VA | NON-POTABLE WATER | SM 2540 D-2011 | 20051212 | RESIDUE-NONFILTERABLE (TSS) | 1960 | Y
Loudoun Water Laboratory | 450115 | 13039 | Ashburn | VA | NON-POTABLE WATER | SM 4500-P E-2011 (AS HACH 10210) | 20124225 | PHOSPHORUS, TOTAL | 1910 | Y
Loudoun Water Laboratory | 450115 | 13039 | Ashburn | VA | NON-POTABLE WATER | SM 5210 B-2016 | 20135039 | BIOCHEMICAL OXYGEN DEMAND (BOD) | 1530 | Y
Loudoun Water Laboratory | 450115 | 13039 | Ashburn | VA | NON-POTABLE WATER | SM 5210 B-2016 | 20135039 | CARBONACEOUS BOD (CBOD) | 1555 | Y
Loudoun Water Laboratory | 450115 | 13039 | Ashburn | VA | SOLID AND CHEMICAL MATERIALS | SM 2540 G-2015 | 20005281 | RESIDUE-TOTAL (TS) | 1950 | N
Luray Wastewater Treatment Plant Laboratory | 450014 | 12918 | Luray | VA | NON-POTABLE WATER | COLILERT QUANTI-TRAY (MPN) | 60002644 | ESCHERICHIA COLI (E COLI) | 2525 | Y
Lynchburg Regional Water Resource Recovery Facility | 450024 | 12826 | Lynchburg | VA | NON-POTABLE WATER | COLILERT-18 QUANTI-TRAY (MPN) | 60002622 | ESCHERICHIA COLI (E COLI) | 2525 | Y
Lynchburg Regional Water Resource Recovery Facility | 450024 | 12826 | Lynchburg | VA | NON-POTABLE WATER | COLILERT-18 QUANTI-TRAY (MPN) | 60002622 | FECAL COLIFORMS | 2530 | Y
Lynchburg Regional Water Resource Recovery Facility | 450024 | 12826 | Lynchburg | VA | NON-POTABLE WATER | EPA 350.1 REV 2 (AS SEAL EPA-150-A) | 10063602 | AMMONIA AS N | 1515 | Y
Lynchburg Regional Water Resource Recovery Facility | 450024 | 12826 | Lynchburg | VA | NON-POTABLE WATER | EPA 351.2 REV 2 (AS SEAL EPA-111-A) | 10065404 | KJELDAHL NITROGEN - TOTAL (TKN) | 1795 | Y
Lynchburg Regional Water Resource Recovery Facility | 450024 | 12826 | Lynchburg | VA | NON-POTABLE WATER | EPA 353.2 REV 2 (AS SEAL EPA-114-A) | 10067604 | NITRATE-NITRITE AS N | 1820 | Y
Lynchburg Regional Water Resource Recovery Facility | 450024 | 12826 | Lynchburg | VA | NON-POTABLE WATER | EPA 365.1 REV 2 (AS SEAL EPA-118-A) | 10070005 | ORTHOPHOSPHATE AS P | 1870 | Y
Lynchburg Regional Water Resource Recovery Facility | 450024 | 12826 | Lynchburg | VA | NON-POTABLE WATER | EPA 365.3 (AS SEAL EPA-135-A) | 10070801 | PHOSPHORUS, TOTAL | 1910 | Y
Lynchburg Regional Water Resource Recovery Facility | 450024 | 12826 | Lynchburg | VA | NON-POTABLE WATER | SM 2540 D-2011 | 20051212 | RESIDUE-NONFILTERABLE (TSS) | 1960 | Y
Lynchburg Regional Water Resource Recovery Facility | 450024 | 12826 | Lynchburg | VA | NON-POTABLE WATER | SM 5210 B-2011 | 20135266 | BIOCHEMICAL OXYGEN DEMAND (BOD) | 1530 | Y
Lynchburg Regional Water Resource Recovery Facility | 450024 | 12826 | Lynchburg | VA | SOLID AND CHEMICAL MATERIALS | SM 2540 G-2011 | 20005270 | RESIDUE-TOTAL (TS) | 1950 | N
Merck Wastewater Analysis Labs | 450046 | 12936 | Elkton | VA | NON-POTABLE WATER | HACH 8000 | 60003001 | CHEMICAL OXYGEN DEMAND (COD) | 1565 | Y
Merck Wastewater Analysis Labs | 450046 | 12936 | Elkton | VA | NON-POTABLE WATER | MERCK SOP EK 4W-5D | 60031278 | ACETONE | 4315 | N
Merck Wastewater Analysis Labs | 450046 | 12936 | Elkton | VA | NON-POTABLE WATER | MERCK SOP EK 4W-5D | 60031278 | ACETONITRILE | 4320 | N
Merck Wastewater Analysis Labs | 450046 | 12936 | Elkton | VA | NON-POTABLE WATER | MERCK SOP EK 4W-5D | 60031278 | ETHANOL | 4750 | N
Merck Wastewater Analysis Labs | 450046 | 12936 | Elkton | VA | NON-POTABLE WATER | MERCK SOP EK 4W-5D | 60031278 | ETHYL ACETATE | 4755 | N
Merck Wastewater Analysis Labs | 450046 | 12936 | Elkton | VA | NON-POTABLE WATER | MERCK SOP EK 4W-5D | 60031278 | ISOBUTYL ALCOHOL (2-METHYL-1-PROPANOL) | 4875 | N
Merck Wastewater Analysis Labs | 450046 | 12936 | Elkton | VA | NON-POTABLE WATER | MERCK SOP EK 4W-5D | 60031278 | ISOPROPYL ACETATE | 4890 | N
Merck Wastewater Analysis Labs | 450046 | 12936 | Elkton | VA | NON-POTABLE WATER | MERCK SOP EK 4W-5D | 60031278 | ISOPROPYL ALCOHOL (2-PROPANOL, ISOPROPANOL) | 4895 | N
Merck Wastewater Analysis Labs | 450046 | 12936 | Elkton | VA | NON-POTABLE WATER | MERCK SOP EK 4W-5D | 60031278 | METHANOL | 4930 | N
Merck Wastewater Analysis Labs | 450046 | 12936 | Elkton | VA | NON-POTABLE WATER | MERCK SOP EK 4W-5D | 60031278 | TERT-BUTYL ALCOHOL (2-METHYL-2-PROPANOL) | 4420 | N
Merck Wastewater Analysis Labs | 450046 | 12936 | Elkton | VA | NON-POTABLE WATER | MERCK SOP EK 4W-5D | 60031278 | TETRAHYDROFURAN (THF) | 5120 | N
Merck Wastewater Analysis Labs | 450046 | 12936 | Elkton | VA | NON-POTABLE WATER | SM 2540 D-2011 | 20051212 | RESIDUE-NONFILTERABLE (TSS) | 1960 | Y
Merck Wastewater Analysis Labs | 450046 | 12936 | Elkton | VA | NON-POTABLE WATER | SM 4500-CL G-2011 (AS HACH 8167) | 20081623 | TOTAL RESIDUAL CHLORINE | 1940 | Y
Merck Wastewater Analysis Labs | 450046 | 12936 | Elkton | VA | NON-POTABLE WATER | SM 4500-NH3 D-2011 | 20109415 | AMMONIA AS N | 1515 | Y
Merck Wastewater Analysis Labs | 450046 | 12936 | Elkton | VA | NON-POTABLE WATER | SM 4500-NO3¯ F-2011 | 20117628 | NITRATE-NITRITE AS N | 1820 | Y
Merck Wastewater Analysis Labs | 450046 | 12936 | Elkton | VA | NON-POTABLE WATER | SM 4500-P E-2011 (AS HACH 8048) | 20124225 | ORTHOPHOSPHATE AS P | 1870 | Y
Merck Wastewater Analysis Labs | 450046 | 12936 | Elkton | VA | NON-POTABLE WATER | SM 4500-P E-2011 (AS HACH 8190) | 20124225 | PHOSPHORUS, TOTAL | 1910 | Y
Mid-Atlantic Regional Materials Test Laboratory | 450076 | 12962 | Portsmouth | VA | NON-POTABLE WATER | EPA 1311 | 10118806 | PREP: TOXICITY CHARACTERISTIC LEACHING PROCEDURE (TCLP) | 1466 | N
Mid-Atlantic Regional Materials Test Laboratory | 450076 | 12962 | Portsmouth | VA | NON-POTABLE WATER | EPA 1664 B | 10261617 | OIL AND GREASE (AS N-HEXANE EXTRACTABLE MATERIAL (HEM)) | 1803 | Y
Mid-Atlantic Regional Materials Test Laboratory | 450076 | 12962 | Portsmouth | VA | NON-POTABLE WATER | EPA 1664 B | 10261617 | TOTAL PETROLEUM HYDROCARBONS (TPH) (AS NONPOLAR MATERIAL, SGT-HEM) | 1853 | Y
Mid-Atlantic Regional Materials Test Laboratory | 450076 | 12962 | Portsmouth | VA | NON-POTABLE WATER | EPA 200.7 REV 4.4 | 10013806 | ARSENIC | 1010 | Y
Mid-Atlantic Regional Materials Test Laboratory | 450076 | 12962 | Portsmouth | VA | NON-POTABLE WATER | EPA 200.7 REV 4.4 | 10013806 | BARIUM | 1015 | Y
Mid-Atlantic Regional Materials Test Laboratory | 450076 | 12962 | Portsmouth | VA | NON-POTABLE WATER | EPA 200.7 REV 4.4 | 10013806 | CADMIUM | 1030 | Y
Mid-Atlantic Regional Materials Test Laboratory | 450076 | 12962 | Portsmouth | VA | NON-POTABLE WATER | EPA 200.7 REV 4.4 | 10013806 | CHROMIUM | 1040 | Y
Mid-Atlantic Regional Materials Test Laboratory | 450076 | 12962 | Portsmouth | VA | NON-POTABLE WATER | EPA 200.7 REV 4.4 | 10013806 | COPPER | 1055 | Y
Mid-Atlantic Regional Materials Test Laboratory | 450076 | 12962 | Portsmouth | VA | NON-POTABLE WATER | EPA 200.7 REV 4.4 | 10013806 | IRON | 1070 | Y
Mid-Atlantic Regional Materials Test Laboratory | 450076 | 12962 | Portsmouth | VA | NON-POTABLE WATER | EPA 200.7 REV 4.4 | 10013806 | LEAD | 1075 | Y
Mid-Atlantic Regional Materials Test Laboratory | 450076 | 12962 | Portsmouth | VA | NON-POTABLE WATER | EPA 200.7 REV 4.4 | 10013806 | MANGANESE | 1090 | Y
Mid-Atlantic Regional Materials Test Laboratory | 450076 | 12962 | Portsmouth | VA | NON-POTABLE WATER | EPA 200.7 REV 4.4 | 10013806 | NICKEL | 1105 | Y
Mid-Atlantic Regional Materials Test Laboratory | 450076 | 12962 | Portsmouth | VA | NON-POTABLE WATER | EPA 200.7 REV 4.4 | 10013806 | SELENIUM | 1140 | Y
Mid-Atlantic Regional Materials Test Laboratory | 450076 | 12962 | Portsmouth | VA | NON-POTABLE WATER | EPA 200.7 REV 4.4 | 10013806 | SILVER | 1150 | Y
Mid-Atlantic Regional Materials Test Laboratory | 450076 | 12962 | Portsmouth | VA | NON-POTABLE WATER | EPA 200.7 REV 4.4 | 10013806 | ZINC | 1190 | Y
Mid-Atlantic Regional Materials Test Laboratory | 450076 | 12962 | Portsmouth | VA | NON-POTABLE WATER | EPA 245.1 REV 3 | 10036609 | MERCURY | 1095 | Y
Mid-Atlantic Regional Materials Test Laboratory | 450076 | 12962 | Portsmouth | VA | NON-POTABLE WATER | EPA 365.3 | 10070801 | PHOSPHORUS, TOTAL | 1910 | Y
Mid-Atlantic Regional Materials Test Laboratory | 450076 | 12962 | Portsmouth | VA | NON-POTABLE WATER | EPA 410.4 REV 2 | 10077404 | CHEMICAL OXYGEN DEMAND (COD) | 1565 | Y
Mid-Atlantic Regional Materials Test Laboratory | 450076 | 12962 | Portsmouth | VA | NON-POTABLE WATER | EPA 6010 C | 10155905 | ANTIMONY | 1005 | Y
Mid-Atlantic Regional Materials Test Laboratory | 450076 | 12962 | Portsmouth | VA | NON-POTABLE WATER | EPA 6010 C | 10155905 | ARSENIC | 1010 | Y
Mid-Atlantic Regional Materials Test Laboratory | 450076 | 12962 | Portsmouth | VA | NON-POTABLE WATER | EPA 6010 C | 10155905 | BARIUM | 1015 | Y
Mid-Atlantic Regional Materials Test Laboratory | 450076 | 12962 | Portsmouth | VA | NON-POTABLE WATER | EPA 6010 C | 10155905 | BERYLLIUM | 1020 | Y
Mid-Atlantic Regional Materials Test Laboratory | 450076 | 12962 | Portsmouth | VA | NON-POTABLE WATER | EPA 6010 C | 10155905 | CADMIUM | 1030 | Y
Mid-Atlantic Regional Materials Test Laboratory | 450076 | 12962 | Portsmouth | VA | NON-POTABLE WATER | EPA 6010 C | 10155905 | CHROMIUM | 1040 | Y
Mid-Atlantic Regional Materials Test Laboratory | 450076 | 12962 | Portsmouth | VA | NON-POTABLE WATER | EPA 6010 C | 10155905 | LEAD | 1075 | Y
Mid-Atlantic Regional Materials Test Laboratory | 450076 | 12962 | Portsmouth | VA | NON-POTABLE WATER | EPA 6010 C | 10155905 | NICKEL | 1105 | Y
Mid-Atlantic Regional Materials Test Laboratory | 450076 | 12962 | Portsmouth | VA | NON-POTABLE WATER | EPA 6010 C | 10155905 | SELENIUM | 1140 | Y
Mid-Atlantic Regional Materials Test Laboratory | 450076 | 12962 | Portsmouth | VA | NON-POTABLE WATER | EPA 6010 C | 10155905 | SILVER | 1150 | Y
Mid-Atlantic Regional Materials Test Laboratory | 450076 | 12962 | Portsmouth | VA | NON-POTABLE WATER | EPA 8015 C | 10173816 | DIESEL RANGE ORGANICS (DRO) | 9369 | Y
Mid-Atlantic Regional Materials Test Laboratory | 450076 | 12962 | Portsmouth | VA | NON-POTABLE WATER | EPA 8015 C | 10173816 | GASOLINE RANGE ORGANICS (GRO) | 9408 | Y
Mid-Atlantic Regional Materials Test Laboratory | 450076 | 12962 | Portsmouth | VA | NON-POTABLE WATER | SM 2510 B-2011 | 20048617 | CONDUCTIVITY | 1610 | Y
Mid-Atlantic Regional Materials Test Laboratory | 450076 | 12962 | Portsmouth | VA | NON-POTABLE WATER | SM 2540 D-2011 | 20051212 | RESIDUE-NONFILTERABLE (TSS) | 1960 | Y
Mid-Atlantic Regional Materials Test Laboratory | 450076 | 12962 | Portsmouth | VA | NON-POTABLE WATER | SM 3500-CR B-2011 | 20066266 | CHROMIUM VI | 1045 | Y
Mid-Atlantic Regional Materials Test Laboratory | 450076 | 12962 | Portsmouth | VA | NON-POTABLE WATER | SM 5310 C-2011 | 20138823 | TOTAL ORGANIC CARBON (TOC) | 2040 | Y
Mid-Atlantic Regional Materials Test Laboratory | 450076 | 12962 | Portsmouth | VA | SOLID AND CHEMICAL MATERIALS | EPA 1311 | 10118806 | PREP: TOXICITY CHARACTERISTIC LEACHING PROCEDURE (TCLP) | 1466 | N
Mid-Atlantic Regional Materials Test Laboratory | 450076 | 12962 | Portsmouth | VA | SOLID AND CHEMICAL MATERIALS | EPA 6010 C | 10155905 | ALUMINUM | 1000 | Y
Mid-Atlantic Regional Materials Test Laboratory | 450076 | 12962 | Portsmouth | VA | SOLID AND CHEMICAL MATERIALS | EPA 6010 C | 10155905 | ANTIMONY | 1005 | Y
Mid-Atlantic Regional Materials Test Laboratory | 450076 | 12962 | Portsmouth | VA | SOLID AND CHEMICAL MATERIALS | EPA 6010 C | 10155905 | ARSENIC | 1010 | Y
Mid-Atlantic Regional Materials Test Laboratory | 450076 | 12962 | Portsmouth | VA | SOLID AND CHEMICAL MATERIALS | EPA 6010 C | 10155905 | BARIUM | 1015 | Y
Mid-Atlantic Regional Materials Test Laboratory | 450076 | 12962 | Portsmouth | VA | SOLID AND CHEMICAL MATERIALS | EPA 6010 C | 10155905 | BERYLLIUM | 1020 | Y
Mid-Atlantic Regional Materials Test Laboratory | 450076 | 12962 | Portsmouth | VA | SOLID AND CHEMICAL MATERIALS | EPA 6010 C | 10155905 | CADMIUM | 1030 | Y
Mid-Atlantic Regional Materials Test Laboratory | 450076 | 12962 | Portsmouth | VA | SOLID AND CHEMICAL MATERIALS | EPA 6010 C | 10155905 | CHROMIUM | 1040 | Y
Mid-Atlantic Regional Materials Test Laboratory | 450076 | 12962 | Portsmouth | VA | SOLID AND CHEMICAL MATERIALS | EPA 6010 C | 10155905 | COBALT | 1050 | Y
Mid-Atlantic Regional Materials Test Laboratory | 450076 | 12962 | Portsmouth | VA | SOLID AND CHEMICAL MATERIALS | EPA 6010 C | 10155905 | COPPER | 1055 | Y
Mid-Atlantic Regional Materials Test Laboratory | 450076 | 12962 | Portsmouth | VA | SOLID AND CHEMICAL MATERIALS | EPA 6010 C | 10155905 | IRON | 1070 | Y
Mid-Atlantic Regional Materials Test Laboratory | 450076 | 12962 | Portsmouth | VA | SOLID AND CHEMICAL MATERIALS | EPA 6010 C | 10155905 | LEAD | 1075 | Y
Mid-Atlantic Regional Materials Test Laboratory | 450076 | 12962 | Portsmouth | VA | SOLID AND CHEMICAL MATERIALS | EPA 6010 C | 10155905 | MAGNESIUM | 1085 | Y
Mid-Atlantic Regional Materials Test Laboratory | 450076 | 12962 | Portsmouth | VA | SOLID AND CHEMICAL MATERIALS | EPA 6010 C | 10155905 | MANGANESE | 1090 | Y
Mid-Atlantic Regional Materials Test Laboratory | 450076 | 12962 | Portsmouth | VA | SOLID AND CHEMICAL MATERIALS | EPA 6010 C | 10155905 | NICKEL | 1105 | Y
Mid-Atlantic Regional Materials Test Laboratory | 450076 | 12962 | Portsmouth | VA | SOLID AND CHEMICAL MATERIALS | EPA 6010 C | 10155905 | POTASSIUM | 1125 | Y
Mid-Atlantic Regional Materials Test Laboratory | 450076 | 12962 | Portsmouth | VA | SOLID AND CHEMICAL MATERIALS | EPA 6010 C | 10155905 | SELENIUM | 1140 | Y
Mid-Atlantic Regional Materials Test Laboratory | 450076 | 12962 | Portsmouth | VA | SOLID AND CHEMICAL MATERIALS | EPA 6010 C | 10155905 | SILVER | 1150 | Y
Mid-Atlantic Regional Materials Test Laboratory | 450076 | 12962 | Portsmouth | VA | SOLID AND CHEMICAL MATERIALS | EPA 6010 C | 10155905 | SODIUM | 1155 | Y
Mid-Atlantic Regional Materials Test Laboratory | 450076 | 12962 | Portsmouth | VA | SOLID AND CHEMICAL MATERIALS | EPA 6010 C | 10155905 | THALLIUM | 1165 | Y
Mid-Atlantic Regional Materials Test Laboratory | 450076 | 12962 | Portsmouth | VA | SOLID AND CHEMICAL MATERIALS | EPA 6010 C | 10155905 | ZINC | 1190 | Y
Mt. Weather Wastewater Treatment Plant Laboratory | 450002 | 12863 | Mt. Weather | VA | NON-POTABLE WATER | COLILERT-18 QUANTI-TRAY (MPN) | 60002622 | ESCHERICHIA COLI (E COLI) | 2525 | Y
Mt. Weather Wastewater Treatment Plant Laboratory | 450002 | 12863 | Mt. Weather | VA | NON-POTABLE WATER | SM 4500-H+ B-2011 | 20105220 | PH | 1900 | Y
N S A-N W Norfolk Annex Laboratory | 450136 | 13194 | Chesapeake | VA | NON-POTABLE WATER | COLILERT QUANTI-TRAY (MPN) | 60002644 | ESCHERICHIA COLI (E COLI) | 2525 | Y
N S A-N W Norfolk Annex Laboratory | 450136 | 13194 | Chesapeake | VA | NON-POTABLE WATER | SM 2540 D-2011 | 20051212 | RESIDUE-NONFILTERABLE (TSS) | 1960 | Y
N S A-N W Norfolk Annex Laboratory | 450136 | 13194 | Chesapeake | VA | NON-POTABLE WATER | SM 4500-H+ B-2011 | 20105220 | PH | 1900 | Y
N S A-N W Norfolk Annex Laboratory | 450136 | 13194 | Chesapeake | VA | NON-POTABLE WATER | SM 4500-O G-2011 | 20121668 | OXYGEN, DISSOLVED | 1880 | N
N S A-N W Norfolk Annex Laboratory | 450136 | 13194 | Chesapeake | VA | NON-POTABLE WATER | SM 5210 B-2011 | 20135266 | CARBONACEOUS BOD (CBOD) | 1555 | Y
Newport News Waterworks Water Quality Laboratory | 450050 | 12827 | Yorktown | VA | NON-POTABLE WATER | EPA 200.7 REV 4.4 | 10013806 | ALUMINUM | 1000 | Y
Newport News Waterworks Water Quality Laboratory | 450050 | 12827 | Yorktown | VA | NON-POTABLE WATER | EPA 200.7 REV 4.4 | 10013806 | CALCIUM | 1035 | Y
Newport News Waterworks Water Quality Laboratory | 450050 | 12827 | Yorktown | VA | NON-POTABLE WATER | EPA 200.7 REV 4.4 | 10013806 | COPPER | 1055 | Y
Newport News Waterworks Water Quality Laboratory | 450050 | 12827 | Yorktown | VA | NON-POTABLE WATER | EPA 200.7 REV 4.4 | 10013806 | IRON | 1070 | Y
Newport News Waterworks Water Quality Laboratory | 450050 | 12827 | Yorktown | VA | NON-POTABLE WATER | EPA 200.7 REV 4.4 | 10013806 | MAGNESIUM | 1085 | Y
Newport News Waterworks Water Quality Laboratory | 450050 | 12827 | Yorktown | VA | NON-POTABLE WATER | EPA 200.7 REV 4.4 | 10013806 | POTASSIUM | 1125 | Y
Newport News Waterworks Water Quality Laboratory | 450050 | 12827 | Yorktown | VA | NON-POTABLE WATER | EPA 200.7 REV 4.4 | 10013806 | SODIUM | 1155 | Y
Newport News Waterworks Water Quality Laboratory | 450050 | 12827 | Yorktown | VA | NON-POTABLE WATER | EPA 200.7 REV 4.4 | 10013806 | ZINC | 1190 | Y
Newport News Waterworks Water Quality Laboratory | 450050 | 12827 | Yorktown | VA | NON-POTABLE WATER | EPA 200.8 REV 5.4 | 10014605 | ALUMINUM | 1000 | Y
Newport News Waterworks Water Quality Laboratory | 450050 | 12827 | Yorktown | VA | NON-POTABLE WATER | EPA 200.8 REV 5.4 | 10014605 | COPPER | 1055 | Y
Newport News Waterworks Water Quality Laboratory | 450050 | 12827 | Yorktown | VA | NON-POTABLE WATER | EPA 200.8 REV 5.4 | 10014605 | ZINC | 1190 | Y
Newport News Waterworks Water Quality Laboratory | 450050 | 12827 | Yorktown | VA | NON-POTABLE WATER | EPA 300.1 REV 1.0 | 10275602 | CHLORIDE | 1575 | Y
Newport News Waterworks Water Quality Laboratory | 450050 | 12827 | Yorktown | VA | NON-POTABLE WATER | EPA 300.1 REV 1.0 | 10275602 | FLUORIDE | 1730 | Y
Newport News Waterworks Water Quality Laboratory | 450050 | 12827 | Yorktown | VA | NON-POTABLE WATER | EPA 300.1 REV 1.0 | 10275602 | SULFATE | 2000 | Y
Newport News Waterworks Water Quality Laboratory | 450050 | 12827 | Yorktown | VA | NON-POTABLE WATER | EPA 350.1 REV 2 (AS SEAL EPA-103-A) | 10063602 | AMMONIA AS N | 1515 | Y
Newport News Waterworks Water Quality Laboratory | 450050 | 12827 | Yorktown | VA | NON-POTABLE WATER | EPA 351.2 REV 2 (AS SEAL EPA-125-A) | 10065404 | KJELDAHL NITROGEN - TOTAL (TKN) | 1795 | Y
Newport News Waterworks Water Quality Laboratory | 450050 | 12827 | Yorktown | VA | NON-POTABLE WATER | EPA 353.2 REV 2 (AS SEAL EPA-127-A) | 10067604 | NITRATE-NITRITE AS N | 1820 | Y
Newport News Waterworks Water Quality Laboratory | 450050 | 12827 | Yorktown | VA | NON-POTABLE WATER | EPA 365.1 REV 2 (AS SEAL EPA-119-A OR C) | 10070005 | PHOSPHORUS, TOTAL | 1910 | Y
Newport News Waterworks Water Quality Laboratory | 450050 | 12827 | Yorktown | VA | NON-POTABLE WATER | SM 2320 B-2011 | 20045618 | ALKALINITY AS CACO3 | 1505 | Y
Newport News Waterworks Water Quality Laboratory | 450050 | 12827 | Yorktown | VA | NON-POTABLE WATER | SM 2540 C-2011 | 20050413 | RESIDUE-FILTERABLE (TDS) | 1955 | Y
Newport News Waterworks Water Quality Laboratory | 450050 | 12827 | Yorktown | VA | NON-POTABLE WATER | SM 2540 D-2011 | 20051212 | RESIDUE-NONFILTERABLE (TSS) | 1960 | Y
Newport News Waterworks Water Quality Laboratory | 450050 | 12827 | Yorktown | VA | SOLID AND CHEMICAL MATERIALS | EPA 350.1 REV 2 (AS SEAL EPA-103-A) | 10063602 | AMMONIA AS N | 1515 | Y
Newport News Waterworks Water Quality Laboratory | 450050 | 12827 | Yorktown | VA | SOLID AND CHEMICAL MATERIALS | EPA 351.2 REV 2 (AS SEAL EPA-125-A) | 10065404 | KJELDAHL NITROGEN - TOTAL (TKN) | 1795 | Y
Newport News Waterworks Water Quality Laboratory | 450050 | 12827 | Yorktown | VA | SOLID AND CHEMICAL MATERIALS | EPA 353.2 REV 2 (AS SEAL EPA-127-A) | 10067604 | NITRATE AS N | 1810 | Y
Newport News Waterworks Water Quality Laboratory | 450050 | 12827 | Yorktown | VA | SOLID AND CHEMICAL MATERIALS | EPA 365.1 REV 2 (AS SEAL EPA-119-A OR C) | 10070005 | PHOSPHORUS, TOTAL | 1910 | Y
Newport News Waterworks Water Quality Laboratory | 450050 | 12827 | Yorktown | VA | SOLID AND CHEMICAL MATERIALS | EPA 6010 C | 10155905 | ALUMINUM | 1000 | Y
Newport News Waterworks Water Quality Laboratory | 450050 | 12827 | Yorktown | VA | SOLID AND CHEMICAL MATERIALS | EPA 6010 C | 10155905 | ARSENIC | 1010 | Y
Newport News Waterworks Water Quality Laboratory | 450050 | 12827 | Yorktown | VA | SOLID AND CHEMICAL MATERIALS | EPA 6010 C | 10155905 | CADMIUM | 1030 | Y
Newport News Waterworks Water Quality Laboratory | 450050 | 12827 | Yorktown | VA | SOLID AND CHEMICAL MATERIALS | EPA 6010 C | 10155905 | CHROMIUM | 1040 | Y
Newport News Waterworks Water Quality Laboratory | 450050 | 12827 | Yorktown | VA | SOLID AND CHEMICAL MATERIALS | EPA 6010 C | 10155905 | COPPER | 1055 | Y
Newport News Waterworks Water Quality Laboratory | 450050 | 12827 | Yorktown | VA | SOLID AND CHEMICAL MATERIALS | EPA 6010 C | 10155905 | LEAD | 1075 | Y
Newport News Waterworks Water Quality Laboratory | 450050 | 12827 | Yorktown | VA | SOLID AND CHEMICAL MATERIALS | EPA 6010 C | 10155905 | MOLYBDENUM | 1100 | Y
Newport News Waterworks Water Quality Laboratory | 450050 | 12827 | Yorktown | VA | SOLID AND CHEMICAL MATERIALS | EPA 6010 C | 10155905 | NICKEL | 1105 | Y
Newport News Waterworks Water Quality Laboratory | 450050 | 12827 | Yorktown | VA | SOLID AND CHEMICAL MATERIALS | EPA 6010 C | 10155905 | POTASSIUM | 1125 | Y
Newport News Waterworks Water Quality Laboratory | 450050 | 12827 | Yorktown | VA | SOLID AND CHEMICAL MATERIALS | EPA 6010 C | 10155905 | ZINC | 1190 | Y
Newport News Waterworks Water Quality Laboratory | 450050 | 12827 | Yorktown | VA | SOLID AND CHEMICAL MATERIALS | SM 2320 B-2011 | 20045618 | ALKALINITY AS CACO3 | 1505 | N
Newport News Waterworks Water Quality Laboratory | 450050 | 12827 | Yorktown | VA | SOLID AND CHEMICAL MATERIALS | SM 2540 G-1991 | 20005203 | RESIDUE-TOTAL (TS) | 1950 | N
North River W.W.T.F. Laboratory | 450051 | 12938 | Mt. Crawford | VA | NON-POTABLE WATER | EPA 350.1 REV 2 (AS HACH 10205) | 10063602 | AMMONIA AS N | 1515 | Y
North River W.W.T.F. Laboratory | 450051 | 12938 | Mt. Crawford | VA | NON-POTABLE WATER | SM 2540 D-2011 | 20051212 | RESIDUE-NONFILTERABLE (TSS) | 1960 | Y
North River W.W.T.F. Laboratory | 450051 | 12938 | Mt. Crawford | VA | NON-POTABLE WATER | SM 4500-CL D-2011 | 20080120 | TOTAL RESIDUAL CHLORINE | 1940 | Y
North River W.W.T.F. Laboratory | 450051 | 12938 | Mt. Crawford | VA | NON-POTABLE WATER | SM 4500-H+ B-2011 | 20105220 | PH | 1900 | Y
North River W.W.T.F. Laboratory | 450051 | 12938 | Mt. Crawford | VA | NON-POTABLE WATER | SM 4500-NH3 D-2011 | 20109415 | AMMONIA AS N | 1515 | Y
North River W.W.T.F. Laboratory | 450051 | 12938 | Mt. Crawford | VA | NON-POTABLE WATER | SM 4500-P E-2011 (AS HACH 8190) | 20124225 | PHOSPHORUS, TOTAL | 1910 | Y
North River W.W.T.F. Laboratory | 450051 | 12938 | Mt. Crawford | VA | NON-POTABLE WATER | SM 5210 B-2011 | 20135266 | CARBONACEOUS BOD (CBOD) | 1555 | Y
Northrop Grumman (New River Energetics) | 450146 | 13239 | Radford | VA | NON-POTABLE WATER | ALLIANT SOP NRE-3-CL-09 | 60001129 | NITROGLYCERIN | 6485 | N
Northrop Grumman (New River Energetics) | 450146 | 13239 | Radford | VA | NON-POTABLE WATER | ALLIANT SOP NRE-3-CL-57 | 60001152 | ETHANOL | 4750 | N
Northrop Grumman (New River Energetics) | 450146 | 13239 | Radford | VA | NON-POTABLE WATER | EPA 300.0 REV 2.1 (AS SOP 3-CL-64) | 10053200 | NITRATE AS N | 1810 | Y
Northrop Grumman (New River Energetics) | 450146 | 13239 | Radford | VA | NON-POTABLE WATER | EPA 300.0 REV 2.1 (AS SOP 3-CL-64) | 10053200 | SULFATE | 2000 | Y
Northrop Grumman (New River Energetics) | 450146 | 13239 | Radford | VA | NON-POTABLE WATER | SM 2540 D-2011 | 20051212 | RESIDUE-NONFILTERABLE (TSS) | 1960 | Y
Northrop Grumman (New River Energetics) | 450146 | 13239 | Radford | VA | SOLID AND CHEMICAL MATERIALS | ALLIANT SOP NRE-3-CL-11 | 60001130 | NITROGLYCERIN | 6485 | N
Northrop Grumman (New River Energetics) | 450146 | 13239 | Radford | VA | SOLID AND CHEMICAL MATERIALS | ALLIANT SOP NRE-3-CL-49 | 60001141 | ETHANOL | 4750 | N
Old Dominion University Water Quality Laboratory | 450012 | 12959 | Norfolk | VA | NON-POTABLE WATER | ODU SOP DOC-7.wpd | 60032237 | DISSOLVED ORGANIC CARBON (DOC) | 1710 | N
Old Dominion University Water Quality Laboratory | 450012 | 12959 | Norfolk | VA | NON-POTABLE WATER | ODU SOP DOC-7.wpd | 60032237 | TOTAL ORGANIC CARBON (TOC) | 2040 | Y
Old Dominion University Water Quality Laboratory | 450012 | 12959 | Norfolk | VA | NON-POTABLE WATER | ODU SOP NH4-SEAL-0 | 99999008 | AMMONIA AS N | 1515 | Y
Old Dominion University Water Quality Laboratory | 450012 | 12959 | Norfolk | VA | NON-POTABLE WATER | ODU SOP NH4F_L_2 (LACHAT) | 99999008 | AMMONIA AS N | 1515 | Y
Old Dominion University Water Quality Laboratory | 450012 | 12959 | Norfolk | VA | NON-POTABLE WATER | ODU SOP NO23F-SEAL-0 | 99999007 | NITRATE-NITRITE AS N | 1820 | Y
Old Dominion University Water Quality Laboratory | 450012 | 12959 | Norfolk | VA | NON-POTABLE WATER | ODU SOP NO23F_L_2 (LACHAT) | 99999007 | NITRATE-NITRITE AS N | 1820 | Y
Old Dominion University Water Quality Laboratory | 450012 | 12959 | Norfolk | VA | NON-POTABLE WATER | ODU SOP NO2F-SEAL-0 | 99999001 | NITRITE AS N | 1840 | Y
Old Dominion University Water Quality Laboratory | 450012 | 12959 | Norfolk | VA | NON-POTABLE WATER | ODU SOP NO2F_L_2 (LACHAT) | 99999001 | NITRITE AS N | 1840 | Y
Old Dominion University Water Quality Laboratory | 450012 | 12959 | Norfolk | VA | NON-POTABLE WATER | ODU SOP OPO4_L_2 (LACHAT) | 99999010 | ORTHOPHOSPHATE AS P | 1870 | Y
Old Dominion University Water Quality Laboratory | 450012 | 12959 | Norfolk | VA | NON-POTABLE WATER | ODU SOP PCPN-13.wpd | 60032215 | PARTICULATE CARBON | 1891 | N
Old Dominion University Water Quality Laboratory | 450012 | 12959 | Norfolk | VA | NON-POTABLE WATER | ODU SOP PCPN-13.wpd | 60032215 | PARTICULATE NITROGEN | 1892 | N
Old Dominion University Water Quality Laboratory | 450012 | 12959 | Norfolk | VA | NON-POTABLE WATER | ODU SOP PO4F-SEAL-0 | 99999010 | ORTHOPHOSPHATE AS P | 1870 | Y
Old Dominion University Water Quality Laboratory | 450012 | 12959 | Norfolk | VA | NON-POTABLE WATER | ODU SOP PP-SEAL-0 | 99999012 | PARTICULATE PHOSPHATE | 1893 | N
Old Dominion University Water Quality Laboratory | 450012 | 12959 | Norfolk | VA | NON-POTABLE WATER | ODU SOP PP_L_2 (LACHAT) | 99999012 | PARTICULATE PHOSPHATE | 1893 | N
Old Dominion University Water Quality Laboratory | 450012 | 12959 | Norfolk | VA | NON-POTABLE WATER | ODU SOP SIF-SEAL-0 | 99999014 | SILICATE AS SI | 1145 | N
Old Dominion University Water Quality Laboratory | 450012 | 12959 | Norfolk | VA | NON-POTABLE WATER | ODU SOP SIF_L_2 (LACHAT) | 99999014 | SILICATE AS SI | 1145 | N
Old Dominion University Water Quality Laboratory | 450012 | 12959 | Norfolk | VA | NON-POTABLE WATER | ODU SOP Shimadzu 6.wpd | 60032226 | CHLOROPHYLL A | 9344 | N
Old Dominion University Water Quality Laboratory | 450012 | 12959 | Norfolk | VA | NON-POTABLE WATER | ODU SOP TDN_L_2 (LACHAT) | 99999016 | TOTAL DISSOLVED NITROGEN | 1647 | N
Old Dominion University Water Quality Laboratory | 450012 | 12959 | Norfolk | VA | NON-POTABLE WATER | ODU SOP TDP_L_2 (LACHAT) | 99999004 | PHOSPHORUS, DISSOLVED | 1712 | N
Old Dominion University Water Quality Laboratory | 450012 | 12959 | Norfolk | VA | NON-POTABLE WATER | ODU SOP TSSFSSSOP6.wpd | 60032248 | RESIDUE, FIXED-NONFILTERABLE (FSS) | 1948 | N
Old Dominion University Water Quality Laboratory | 450012 | 12959 | Norfolk | VA | NON-POTABLE WATER | ODU SOP TSSFSSSOP6.wpd | 60032248 | RESIDUE-NONFILTERABLE (TSS) | 1960 | Y
Old Dominion University Water Quality Laboratory | 450012 | 12959 | Norfolk | VA | NON-POTABLE WATER | ODU SOP TSSFSSSOP6.wpd | 60032248 | VOLATILE SUSPENDED SOLIDS | 2070 | N
Peppers Ferry Regional Wastewater Treatment Authority | 450038 | 12947 | Fairlawn | VA | NON-POTABLE WATER | COLILERT QUANTI-TRAY (MPN) | 60002644 | ESCHERICHIA COLI (E COLI) | 2525 | Y
Peppers Ferry Regional Wastewater Treatment Authority | 450038 | 12947 | Fairlawn | VA | NON-POTABLE WATER | SM 2540 D-2011 | 20051212 | RESIDUE-NONFILTERABLE (TSS) | 1960 | Y
Peppers Ferry Regional Wastewater Treatment Authority | 450038 | 12947 | Fairlawn | VA | NON-POTABLE WATER | SM 5210 B-2011 | 20135266 | BIOCHEMICAL OXYGEN DEMAND (BOD) | 1530 | Y
Perdue Farms Inc. Accomac Complex Wastewater Laboratory | 450047 | 12937 | Accomac | VA | NON-POTABLE WATER | COLILERT QUANTI-TRAY (MPN) | 60002644 | ESCHERICHIA COLI (E COLI) | 2525 | Y
Perdue Farms Inc. Accomac Complex Wastewater Laboratory | 450047 | 12937 | Accomac | VA | NON-POTABLE WATER | COLILERT-18 QUANTI-TRAY (MPN) | 60002622 | FECAL COLIFORMS | 2530 | Y
Perdue Farms Inc. Accomac Complex Wastewater Laboratory | 450047 | 12937 | Accomac | VA | NON-POTABLE WATER | SM 2540 D-2011 | 20051212 | RESIDUE-NONFILTERABLE (TSS) | 1960 | Y
Perdue Farms Inc. Accomac Complex Wastewater Laboratory | 450047 | 12937 | Accomac | VA | NON-POTABLE WATER | SM 4500-NH3 D-2011 | 20109415 | AMMONIA AS N | 1515 | Y
Perdue Farms Inc. Accomac Complex Wastewater Laboratory | 450047 | 12937 | Accomac | VA | NON-POTABLE WATER | SM 5210 B-2011 | 20135266 | BIOCHEMICAL OXYGEN DEMAND (BOD) | 1530 | Y
Proctors Creek WWTP Laboratory | 450088 | 12830 | Chester | VA | NON-POTABLE WATER | COLILERT QUANTI-TRAY (MPN) | 60002644 | ESCHERICHIA COLI (E COLI) | 2525 | Y
Proctors Creek WWTP Laboratory | 450088 | 12830 | Chester | VA | NON-POTABLE WATER | EPA 351.2 REV 2 (AS SEAL EPA-136-D) | 10065404 | KJELDAHL NITROGEN - TOTAL (TKN) | 1795 | Y
Proctors Creek WWTP Laboratory | 450088 | 12830 | Chester | VA | NON-POTABLE WATER | EPA 365.4 (AS SEAL SPC-MWRD-C REV 5) | 10071202 | PHOSPHORUS, TOTAL | 1910 | Y
Proctors Creek WWTP Laboratory | 450088 | 12830 | Chester | VA | NON-POTABLE WATER | HACH 10206 | 60005030 | NITRATE-NITRITE AS N | 1820 | Y
Proctors Creek WWTP Laboratory | 450088 | 12830 | Chester | VA | NON-POTABLE WATER | SM 2540 D-2011 | 20051212 | RESIDUE-NONFILTERABLE (TSS) | 1960 | Y
Proctors Creek WWTP Laboratory | 450088 | 12830 | Chester | VA | NON-POTABLE WATER | SM 4500-NH3 C-2011 | 20108412 | KJELDAHL NITROGEN - TOTAL (TKN) | 1795 | Y
Proctors Creek WWTP Laboratory | 450088 | 12830 | Chester | VA | NON-POTABLE WATER | SM 4500-NH3 D-2011 | 20109415 | AMMONIA AS N | 1515 | Y
Proctors Creek WWTP Laboratory | 450088 | 12830 | Chester | VA | NON-POTABLE WATER | SM 4500-P E-2011 (AS HACH 8190) | 20124225 | PHOSPHORUS, TOTAL | 1910 | Y
Proctors Creek WWTP Laboratory | 450088 | 12830 | Chester | VA | NON-POTABLE WATER | SM 5210 B-2011 | 20135266 | CARBONACEOUS BOD (CBOD) | 1555 | Y
Proctors Creek WWTP Laboratory | 450088 | 12830 | Chester | VA | SOLID AND CHEMICAL MATERIALS | SM 2540 G-2011 | 20005270 | RESIDUE-TOTAL (TS) | 1950 | N
Proctors Creek WWTP Laboratory | 450088 | 12830 | Chester | VA | SOLID AND CHEMICAL MATERIALS | SM 2540 G-2011 | 20005270 | RESIDUE-VOLATILE | 1970 | N
Proctors Creek WWTP Laboratory | 450088 | 12830 | Chester | VA | SOLID AND CHEMICAL MATERIALS | SM 9221 E + C-2006 | 20196650 | FECAL COLIFORMS | 2530 | N
Radford Army Ammunition Plant Technical Analytical Laboratory | 450148 | 13256 | Radford | VA | SOLID AND CHEMICAL MATERIALS | RFAAP SOP VELAP-1 | 60034517 | PERCENT ASH | 1525 | N
Radford Army Ammunition Plant Technical Analytical Laboratory | 450148 | 13256 | Radford | VA | SOLID AND CHEMICAL MATERIALS | RFAAP SOP VELAP-2 | 60034528 | CHLORIDE | 1575 | Y
Radford Army Ammunition Plant Technical Analytical Laboratory | 450148 | 13256 | Radford | VA | SOLID AND CHEMICAL MATERIALS | RFAAP SOP VELAP-2 | 60034528 | PERCHLORATE | 1895 | N
Radford Army Ammunition Plant Technical Analytical Laboratory | 450148 | 13256 | Radford | VA | SOLID AND CHEMICAL MATERIALS | RFAAP SOP VELAP-3 | 60034539 | PREP: ACID DIGESTION OF SEDIMENTS, SLUDGES, AND SOILS | 1400 | N
Radford Army Ammunition Plant Technical Analytical Laboratory | 450148 | 13256 | Radford | VA | SOLID AND CHEMICAL MATERIALS | RFAAP SOP VELAP-4 | 60034540 | ALUMINUM | 1000 | Y
Radford Army Ammunition Plant Technical Analytical Laboratory | 450148 | 13256 | Radford | VA | SOLID AND CHEMICAL MATERIALS | RFAAP SOP VELAP-4 | 60034540 | BARIUM | 1015 | Y
Radford Army Ammunition Plant Technical Analytical Laboratory | 450148 | 13256 | Radford | VA | SOLID AND CHEMICAL MATERIALS | RFAAP SOP VELAP-4 | 60034540 | BERYLLIUM | 1020 | Y
Radford Army Ammunition Plant Technical Analytical Laboratory | 450148 | 13256 | Radford | VA | SOLID AND CHEMICAL MATERIALS | RFAAP SOP VELAP-4 | 60034540 | CADMIUM | 1030 | Y
Radford Army Ammunition Plant Technical Analytical Laboratory | 450148 | 13256 | Radford | VA | SOLID AND CHEMICAL MATERIALS | RFAAP SOP VELAP-4 | 60034540 | CHROMIUM | 1040 | Y
Radford Army Ammunition Plant Technical Analytical Laboratory | 450148 | 13256 | Radford | VA | SOLID AND CHEMICAL MATERIALS | RFAAP SOP VELAP-4 | 60034540 | LEAD | 1075 | Y
Radford Army Ammunition Plant Technical Analytical Laboratory | 450148 | 13256 | Radford | VA | SOLID AND CHEMICAL MATERIALS | RFAAP SOP VELAP-5 | 60034551 | ARSENIC | 1010 | Y
Radford Army Ammunition Plant Technical Analytical Laboratory | 450148 | 13256 | Radford | VA | SOLID AND CHEMICAL MATERIALS | RFAAP SOP VELAP-7 | 60034573 | DINITROTOLUENE (ISOMERS MIXTURE) | 5927 | N
Radford Army Ammunition Plant Technical Analytical Laboratory | 450148 | 13256 | Radford | VA | SOLID AND CHEMICAL MATERIALS | RFAAP SOP VELAP-7 | 60034573 | NITROGLYCERIN | 6485 | N
Radford Army Ammunition Plant Technical Analytical Laboratory | 450148 | 13256 | Radford | VA | SOLID AND CHEMICAL MATERIALS | RFAAP SOP VELAP-8 | 60034584 | MERCURY | 1095 | Y
Richlands Regional W.W.T. Facility | 450092 | 12951 | Raven | VA | NON-POTABLE WATER | COLILERT-18 QUANTI-TRAY (MPN) | 60002622 | ESCHERICHIA COLI (E COLI) | 2525 | Y
Richlands Regional W.W.T. Facility | 450092 | 12951 | Raven | VA | NON-POTABLE WATER | SM 2540 D-2011 | 20051212 | RESIDUE-NONFILTERABLE (TSS) | 1960 | Y
Richlands Regional W.W.T. Facility | 450092 | 12951 | Raven | VA | NON-POTABLE WATER | SM 5210 B-2011 | 20135266 | BIOCHEMICAL OXYGEN DEMAND (BOD) | 1530 | Y
Rivanna Water & Sewer Authority | 450048 | 12948 | Charlottesville | VA | NON-POTABLE WATER | EPA 1603 (MTEC MOD, AS HACH 8367 ) | 10236201 | ESCHERICHIA COLI (E COLI) | 2525 | Y
Rivanna Water & Sewer Authority | 450048 | 12948 | Charlottesville | VA | NON-POTABLE WATER | EPA 365.3 | 10070801 | PHOSPHORUS, TOTAL | 1910 | Y
Rivanna Water & Sewer Authority | 450048 | 12948 | Charlottesville | VA | NON-POTABLE WATER | SM 2540 D-2011 | 20051212 | RESIDUE-NONFILTERABLE (TSS) | 1960 | Y
Rivanna Water & Sewer Authority | 450048 | 12948 | Charlottesville | VA | NON-POTABLE WATER | SM 4500-NH3 C-2011 | 20108412 | KJELDAHL NITROGEN - TOTAL (TKN) | 1795 | Y
Rivanna Water & Sewer Authority | 450048 | 12948 | Charlottesville | VA | NON-POTABLE WATER | SM 4500-NH3 D-2011 | 20109415 | AMMONIA AS N | 1515 | Y
Rivanna Water & Sewer Authority | 450048 | 12948 | Charlottesville | VA | NON-POTABLE WATER | SM 4500-NO3¯ F-2011 | 20117628 | NITRATE-NITRITE AS N | 1820 | Y
Rivanna Water & Sewer Authority | 450048 | 12948 | Charlottesville | VA | NON-POTABLE WATER | SM 5210 B-2011 | 20135266 | BIOCHEMICAL OXYGEN DEMAND (BOD) | 1530 | Y
Rivanna Water & Sewer Authority | 450048 | 12948 | Charlottesville | VA | NON-POTABLE WATER | SM 5210 B-2011 | 20135266 | CARBONACEOUS BOD (CBOD) | 1555 | Y
Roanoke Regional Water Pollution Control Plant Laboratory | 450094 | 12919 | Roanoke | VA | NON-POTABLE WATER | COLILERT-18 QUANTI-TRAY (MPN) | 60002622 | ESCHERICHIA COLI (E COLI) | 2525 | Y
Roanoke Regional Water Pollution Control Plant Laboratory | 450094 | 12919 | Roanoke | VA | NON-POTABLE WATER | EPA 351.2 REV 2 (AS LACHAT 10-107-06-2-I) | 10065404 | KJELDAHL NITROGEN - TOTAL (TKN) | 1795 | Y
Roanoke Regional Water Pollution Control Plant Laboratory | 450094 | 12919 | Roanoke | VA | NON-POTABLE WATER | SM 2540 D-2011 | 20051212 | RESIDUE-NONFILTERABLE (TSS) | 1960 | Y
Roanoke Regional Water Pollution Control Plant Laboratory | 450094 | 12919 | Roanoke | VA | NON-POTABLE WATER | SM 4500-CL G-2011 (AS HACH 8167) | 20081623 | TOTAL RESIDUAL CHLORINE | 1940 | Y
Roanoke Regional Water Pollution Control Plant Laboratory | 450094 | 12919 | Roanoke | VA | NON-POTABLE WATER | SM 4500-H+ B-2011 | 20105220 | PH | 1900 | Y
Roanoke Regional Water Pollution Control Plant Laboratory | 450094 | 12919 | Roanoke | VA | NON-POTABLE WATER | SM 4500-P E-2011 | 20124225 | PHOSPHORUS, TOTAL | 1910 | Y
Roanoke Regional Water Pollution Control Plant Laboratory | 450094 | 12919 | Roanoke | VA | NON-POTABLE WATER | SM 5210 B-2011 | 20135266 | BIOCHEMICAL OXYGEN DEMAND (BOD) | 1530 | Y
Roanoke Regional Water Pollution Control Plant Laboratory | 450094 | 12919 | Roanoke | VA | SOLID AND CHEMICAL MATERIALS | EPA 1681 | 10262803 | FECAL COLIFORMS | 2530 | N
Roanoke Regional Water Pollution Control Plant Laboratory | 450094 | 12919 | Roanoke | VA | SOLID AND CHEMICAL MATERIALS | SM 2540 G-1991 | 20005203 | RESIDUE-TOTAL (TS) | 1950 | N
Roanoke Regional Water Pollution Control Plant Laboratory | 450094 | 12919 | Roanoke | VA | SOLID AND CHEMICAL MATERIALS | SM 2540 G-1991 | 20005203 | RESIDUE-VOLATILE | 1970 | N
Skyland S.T.P. | 450032 | 12920 | East Luray | VA | NON-POTABLE WATER | COLILERT QUANTI-TRAY (MPN) | 60002644 | ESCHERICHIA COLI (E COLI) | 2525 | Y
Skyland S.T.P. | 450032 | 12920 | East Luray | VA | NON-POTABLE WATER | SM 2540 D-2011 | 20051212 | RESIDUE-NONFILTERABLE (TSS) | 1960 | Y
Smithfield Fresh Meats Corp - North Plant Wastewater Lab | 450098 | 12965 | Smithfield | VA | NON-POTABLE WATER | HACH 8000 | 60003001 | CHEMICAL OXYGEN DEMAND (COD) | 1565 | Y
Smithfield Fresh Meats Corp - North Plant Wastewater Lab | 450098 | 12965 | Smithfield | VA | NON-POTABLE WATER | SM 2540 D-2011 | 20051212 | RESIDUE-NONFILTERABLE (TSS) | 1960 | Y
Smithfield Fresh Meats Corp - North Plant Wastewater Lab | 450098 | 12965 | Smithfield | VA | NON-POTABLE WATER | SM 4500-NH3 C-2011 | 20108412 | KJELDAHL NITROGEN - TOTAL (TKN) | 1795 | Y
Smithfield Fresh Meats Corp - North Plant Wastewater Lab | 450098 | 12965 | Smithfield | VA | NON-POTABLE WATER | SM 4500-NH3 D-2011 | 20109415 | AMMONIA AS N | 1515 | Y
Smithfield Fresh Meats Corp - North Plant Wastewater Lab | 450098 | 12965 | Smithfield | VA | NON-POTABLE WATER | SM 4500-P E-2011 (AS HACH 10210) | 20124225 | PHOSPHORUS, TOTAL | 1910 | Y
Smithfield Fresh Meats Corp - North Plant Wastewater Lab | 450098 | 12965 | Smithfield | VA | NON-POTABLE WATER | SM 5210 B-2011 | 20135266 | BIOCHEMICAL OXYGEN DEMAND (BOD) | 1530 | Y
South Central Wastewater Authority | 450102 | 12888 | Petersburg | VA | NON-POTABLE WATER | COLILERT QUANTI-TRAY (MPN) | 60002644 | ESCHERICHIA COLI (E COLI) | 2525 | Y
South Central Wastewater Authority | 450102 | 12888 | Petersburg | VA | NON-POTABLE WATER | HACH 8507 | 60004208 | NITRITE AS N | 1840 | Y
South Central Wastewater Authority | 450102 | 12888 | Petersburg | VA | NON-POTABLE WATER | SM 2540 D-2011 | 20051212 | RESIDUE-NONFILTERABLE (TSS) | 1960 | Y
South Central Wastewater Authority | 450102 | 12888 | Petersburg | VA | NON-POTABLE WATER | SM 4500-NH3 D-2011 | 20109415 | AMMONIA AS N | 1515 | Y
South Central Wastewater Authority | 450102 | 12888 | Petersburg | VA | NON-POTABLE WATER | SM 4500-NH3 D-2011 | 20109415 | KJELDAHL NITROGEN - TOTAL (TKN) | 1795 | Y
South Central Wastewater Authority | 450102 | 12888 | Petersburg | VA | NON-POTABLE WATER | SM 4500-NO3¯ D-2011 | 20114118 | NITRATE AS N | 1810 | Y
South Central Wastewater Authority | 450102 | 12888 | Petersburg | VA | NON-POTABLE WATER | SM 4500-P E-2011 (AS HACH 8190) | 20124225 | PHOSPHORUS, TOTAL | 1910 | Y
South Central Wastewater Authority | 450102 | 12888 | Petersburg | VA | NON-POTABLE WATER | SM 5210 B-2011 | 20135266 | CARBONACEOUS BOD (CBOD) | 1555 | Y
Spotsylvania County Laboratory Services | 450139 | 13172 | Fredericksburg | VA | NON-POTABLE WATER | COLILERT QUANTI-TRAY (MPN) | 60002644 | ESCHERICHIA COLI (E COLI) | 2525 | Y
Spotsylvania County Laboratory Services | 450139 | 13172 | Fredericksburg | VA | NON-POTABLE WATER | EPA 353.2 REV 2 (AS LACHAT 10-107-04-1-A) | 10067604 | NITRATE AS N | 1810 | Y
Spotsylvania County Laboratory Services | 450139 | 13172 | Fredericksburg | VA | NON-POTABLE WATER | EPA 353.2 REV 2 (AS LACHAT 10-107-04-1-A) | 10067604 | NITRATE-NITRITE AS N | 1820 | Y
Spotsylvania County Laboratory Services | 450139 | 13172 | Fredericksburg | VA | NON-POTABLE WATER | EPA 353.2 REV 2 (AS LACHAT 10-107-04-1-A) | 10067604 | NITRITE AS N | 1840 | Y
Spotsylvania County Laboratory Services | 450139 | 13172 | Fredericksburg | VA | NON-POTABLE WATER | EPA 353.2 REV 2 (AS SEAL EPA-114-A) | 10067604 | NITRATE-NITRITE AS N | 1820 | Y
Spotsylvania County Laboratory Services | 450139 | 13172 | Fredericksburg | VA | NON-POTABLE WATER | SM 2340 C-2011 (AS HACH 8226) | 20047614 | TOTAL HARDNESS AS CACO3 | 1755 | Y
Spotsylvania County Laboratory Services | 450139 | 13172 | Fredericksburg | VA | NON-POTABLE WATER | SM 2540 D-2011 | 20051212 | RESIDUE-NONFILTERABLE (TSS) | 1960 | Y
Spotsylvania County Laboratory Services | 450139 | 13172 | Fredericksburg | VA | NON-POTABLE WATER | SM 4500-NH3 D-2011 | 20109415 | AMMONIA AS N | 1515 | Y
Spotsylvania County Laboratory Services | 450139 | 13172 | Fredericksburg | VA | NON-POTABLE WATER | SM 4500-NH3 D-2011 | 20109415 | KJELDAHL NITROGEN - TOTAL (TKN) | 1795 | Y
Spotsylvania County Laboratory Services | 450139 | 13172 | Fredericksburg | VA | NON-POTABLE WATER | SM 4500-P E-2011 | 20124225 | ORTHOPHOSPHATE AS P | 1870 | Y
Spotsylvania County Laboratory Services | 450139 | 13172 | Fredericksburg | VA | NON-POTABLE WATER | SM 4500-P E-2011 | 20124225 | PHOSPHORUS, TOTAL | 1910 | Y
Spotsylvania County Laboratory Services | 450139 | 13172 | Fredericksburg | VA | NON-POTABLE WATER | SM 5210 B-2011 | 20135266 | BIOCHEMICAL OXYGEN DEMAND (BOD) | 1530 | Y
Spotsylvania County Laboratory Services | 450139 | 13172 | Fredericksburg | VA | NON-POTABLE WATER | SM 5210 B-2011 | 20135266 | CARBONACEOUS BOD (CBOD) | 1555 | Y
Strasburg Wastewater Treatment Plant Lab | 450118 | 12952 | Strasburg | VA | NON-POTABLE WATER | COLILERT QUANTI-TRAY (MPN) | 60002644 | ESCHERICHIA COLI (E COLI) | 2525 | Y
Strasburg Wastewater Treatment Plant Lab | 450118 | 12952 | Strasburg | VA | NON-POTABLE WATER | EPA 350.1 REV 2 (AS HACH 10205) | 10063602 | AMMONIA AS N | 1515 | Y
Strasburg Wastewater Treatment Plant Lab | 450118 | 12952 | Strasburg | VA | NON-POTABLE WATER | HACH 10242 | 60005687 | KJELDAHL NITROGEN - TOTAL (TKN) | 1795 | Y
Strasburg Wastewater Treatment Plant Lab | 450118 | 12952 | Strasburg | VA | NON-POTABLE WATER | HACH 10242 - LIMITED USE | 60005687 | NITRATE-NITRITE AS N | 1820 | Y
Strasburg Wastewater Treatment Plant Lab | 450118 | 12952 | Strasburg | VA | NON-POTABLE WATER | SM 4500-H+ B-2011 | 20105220 | PH | 1900 | Y
Strasburg Wastewater Treatment Plant Lab | 450118 | 12952 | Strasburg | VA | NON-POTABLE WATER | SM 4500-P E-2011 (AS HACH 10210) | 20124225 | PHOSPHORUS, TOTAL | 1910 | Y
Strasburg Wastewater Treatment Plant Lab | 450118 | 12952 | Strasburg | VA | NON-POTABLE WATER | SM 5210 B-2011 | 20135266 | CARBONACEOUS BOD (CBOD) | 1555 | Y
Strasburg Wastewater Treatment Plant Lab | 450118 | 12952 | Strasburg | VA | NON-POTABLE WATER | USGS I-3765-85 | 40011209 | RESIDUE-NONFILTERABLE (TSS) | 1960 | Y
The Lycra Company | 450096 | 12854 | Waynesboro | VA | AIR | INVISTA SOP 0905.211-01-ENV | 90019300 | DIMETHYLACETAMIDE (DMAC, N, N-DIMETHYLACETAMIDE) | 6443 | N
The Town of Lebanon Water - Wastewater Laboratory | 450074 | 13152 | LEBANON | VA | NON-POTABLE WATER | COLILERT QUANTI-TRAY (MPN) | 60002644 | ESCHERICHIA COLI (E COLI) | 2525 | Y
The Town of Leesburg Water Pollution Control Facility Lab | 450010 | 12865 | Leesburg | VA | NON-POTABLE WATER | COLILERT QUANTI-TRAY (MPN) | 60002644 | ESCHERICHIA COLI (E COLI) | 2525 | Y
The Town of Leesburg Water Pollution Control Facility Lab | 450010 | 12865 | Leesburg | VA | NON-POTABLE WATER | EPA 351.2 REV 2 (AS SEAL EPA-111-A) | 10065404 | KJELDAHL NITROGEN - TOTAL (TKN) | 1795 | Y
The Town of Leesburg Water Pollution Control Facility Lab | 450010 | 12865 | Leesburg | VA | NON-POTABLE WATER | EPA 353.2 REV 2 (AS SEAL EPA-114-A) | 10067604 | NITRATE-NITRITE AS N | 1820 | Y
The Town of Leesburg Water Pollution Control Facility Lab | 450010 | 12865 | Leesburg | VA | NON-POTABLE WATER | SM 2540 D-2011 | 20051212 | RESIDUE-NONFILTERABLE (TSS) | 1960 | Y
The Town of Leesburg Water Pollution Control Facility Lab | 450010 | 12865 | Leesburg | VA | NON-POTABLE WATER | SM 4500-H+ B-2011 | 20105220 | PH | 1900 | Y
The Town of Leesburg Water Pollution Control Facility Lab | 450010 | 12865 | Leesburg | VA | NON-POTABLE WATER | SM 4500-P F-2011 (AS SEAL EPA-134-A) | 20125024 | PHOSPHORUS, TOTAL | 1910 | Y
The Town of Leesburg Water Pollution Control Facility Lab | 450010 | 12865 | Leesburg | VA | NON-POTABLE WATER | SM 5210 B-2011 | 20135266 | CARBONACEOUS BOD (CBOD) | 1555 | Y
Totopotomoy Wastewater Treatment Plant Laboratory | 450110 | 12832 | Mechanicsville | VA | NON-POTABLE WATER | COLILERT QUANTI-TRAY (MPN) | 60002644 | ESCHERICHIA COLI (E COLI) | 2525 | Y
Totopotomoy Wastewater Treatment Plant Laboratory | 450110 | 12832 | Mechanicsville | VA | NON-POTABLE WATER | EPA 351.2 (AS SEAL EPA-136-D) | 10065404 | KJELDAHL NITROGEN - TOTAL (TKN) | 1795 | Y
Totopotomoy Wastewater Treatment Plant Laboratory | 450110 | 12832 | Mechanicsville | VA | NON-POTABLE WATER | EPA 353.2 REV 2 (AS SEAL EPA-126-D) | 10067604 | NITRATE-NITRITE AS N | 1820 | Y
Totopotomoy Wastewater Treatment Plant Laboratory | 450110 | 12832 | Mechanicsville | VA | NON-POTABLE WATER | EPA 365.4 (AS SEAL EPA-135-C) | 10071202 | PHOSPHORUS, TOTAL | 1910 | Y
Totopotomoy Wastewater Treatment Plant Laboratory | 450110 | 12832 | Mechanicsville | VA | NON-POTABLE WATER | SM 2540 D-2011 | 20051212 | RESIDUE-NONFILTERABLE (TSS) | 1960 | Y
Totopotomoy Wastewater Treatment Plant Laboratory | 450110 | 12832 | Mechanicsville | VA | NON-POTABLE WATER | SM 4500-H+ B-2011 | 20105220 | PH | 1900 | Y
Totopotomoy Wastewater Treatment Plant Laboratory | 450110 | 12832 | Mechanicsville | VA | NON-POTABLE WATER | SM 5210 B-2011 | 20135266 | BIOCHEMICAL OXYGEN DEMAND (BOD) | 1530 | Y
Totopotomoy Wastewater Treatment Plant Laboratory | 450110 | 12832 | Mechanicsville | VA | NON-POTABLE WATER | SM 5210 B-2011 | 20135266 | CARBONACEOUS BOD (CBOD) | 1555 | Y
Town of Altavista Wastewater Treatment Plant | 450132 | 13262 | Altavista | VA | NON-POTABLE WATER | COLILERT QUANTI-TRAY (MPN) | 60002644 | ESCHERICHIA COLI (E COLI) | 2525 | Y
Town of Altavista Wastewater Treatment Plant | 450132 | 13262 | Altavista | VA | NON-POTABLE WATER | SM 2540 D-2011 | 20051212 | RESIDUE-NONFILTERABLE (TSS) | 1960 | Y
Town of Altavista Wastewater Treatment Plant | 450132 | 13262 | Altavista | VA | NON-POTABLE WATER | SM 4500-H+ B-2011 | 20105220 | PH | 1900 | Y
Town of Altavista Wastewater Treatment Plant | 450132 | 13262 | Altavista | VA | NON-POTABLE WATER | SM 5210 B-2011 | 20135266 | BIOCHEMICAL OXYGEN DEMAND (BOD) | 1530 | Y
Town of Christiansburg Wastewater Treatment Plant | 450029 | 12922 | Christiansburg | VA | NON-POTABLE WATER | COLILERT QUANTI-TRAY (MPN) | 60002644 | ESCHERICHIA COLI (E COLI) | 2525 | Y
Town of Christiansburg Wastewater Treatment Plant | 450029 | 12922 | Christiansburg | VA | NON-POTABLE WATER | SM 2540 D-2011 | 20051212 | RESIDUE-NONFILTERABLE (TSS) | 1960 | Y
Town of Christiansburg Wastewater Treatment Plant | 450029 | 12922 | Christiansburg | VA | NON-POTABLE WATER | SM 4500-H+ B-2011 | 20105220 | PH | 1900 | Y
Town of Christiansburg Wastewater Treatment Plant | 450029 | 12922 | Christiansburg | VA | NON-POTABLE WATER | SM 5210 B-2011 | 20135266 | BIOCHEMICAL OXYGEN DEMAND (BOD) | 1530 | Y
Town of Culpeper Pollution Control Facility | 450011 | 12853 | Culpeper | VA | NON-POTABLE WATER | COLILERT QUANTI-TRAY (MPN) | 60002644 | ESCHERICHIA COLI (E COLI) | 2525 | Y
Town of Culpeper Pollution Control Facility | 450011 | 12853 | Culpeper | VA | NON-POTABLE WATER | SM 2540 D-2011 | 20051212 | RESIDUE-NONFILTERABLE (TSS) | 1960 | Y
Town of Culpeper Pollution Control Facility | 450011 | 12853 | Culpeper | VA | NON-POTABLE WATER | SM 4500-H+ B-2011 | 20105220 | PH | 1900 | Y
Town of Glasgow | 450111 | 12966 | Glasgow | VA | NON-POTABLE WATER | SM 2540 D-2011 | 20051212 | RESIDUE-NONFILTERABLE (TSS) | 1960 | Y
Town of Glasgow | 450111 | 12966 | Glasgow | VA | NON-POTABLE WATER | SM 4500-CL G-2011 (AS HACH 8167) | 20081623 | TOTAL RESIDUAL CHLORINE | 1940 | Y
Town of Glasgow | 450111 | 12966 | Glasgow | VA | NON-POTABLE WATER | SM 4500-H+ B-2011 | 20105220 | PH | 1900 | Y
Town of Glasgow | 450111 | 12966 | Glasgow | VA | NON-POTABLE WATER | SM 5210 B-2011 | 20135266 | BIOCHEMICAL OXYGEN DEMAND (BOD) | 1530 | Y
Town of Gretna W.W.T.P. | 450101 | 12831 | Gretna | VA | NON-POTABLE WATER | SM 2540 D-2011 | 20051212 | RESIDUE-NONFILTERABLE (TSS) | 1960 | Y
Town of Gretna W.W.T.P. | 450101 | 12831 | Gretna | VA | NON-POTABLE WATER | SM 4500-CL G-2011 (AS HACH 8167) | 20081623 | TOTAL RESIDUAL CHLORINE | 1940 | Y
Town of Gretna W.W.T.P. | 450101 | 12831 | Gretna | VA | NON-POTABLE WATER | SM 5210 B-2011 | 20135266 | BIOCHEMICAL OXYGEN DEMAND (BOD) | 1530 | Y
Town of Monterey Wastewater Laboratory | 450137 | 13195 | Monterey | VA | NON-POTABLE WATER | COLILERT QUANTI-TRAY (MPN) | 60002644 | ESCHERICHIA COLI (E COLI) | 2525 | Y
Town of Orange Wastewater Treatment Plant | 450134 | 13171 | Orange | VA | NON-POTABLE WATER | COLILERT QUANTI-TRAY (MPN) | 60002644 | ESCHERICHIA COLI (E COLI) | 2525 | Y
Town of Pearisburg STP | 450106 | 12923 | Pearisburg | VA | NON-POTABLE WATER | SM 2540 D-2011 | 20051212 | RESIDUE-NONFILTERABLE (TSS) | 1960 | Y
Town of Pearisburg STP | 450106 | 12923 | Pearisburg | VA | NON-POTABLE WATER | SM 5210 B-2011 | 20135266 | BIOCHEMICAL OXYGEN DEMAND (BOD) | 1530 | Y
Town of Rocky Mount W.W.T.P | 450022 | 12949 | Rocky Mount | VA | NON-POTABLE WATER | COLILERT QUANTI-TRAY (MPN) | 60002644 | ESCHERICHIA COLI (E COLI) | 2525 | Y
Town of Rocky Mount W.W.T.P | 450022 | 12949 | Rocky Mount | VA | NON-POTABLE WATER | SM 2540 D-2011 | 20051212 | RESIDUE-NONFILTERABLE (TSS) | 1960 | Y
Town of Rocky Mount W.W.T.P | 450022 | 12949 | Rocky Mount | VA | NON-POTABLE WATER | SM 4500-H+ B-2011 | 20105220 | PH | 1900 | Y
Town of Rocky Mount W.W.T.P | 450022 | 12949 | Rocky Mount | VA | NON-POTABLE WATER | SM 5210 B-2011 | 20135266 | BIOCHEMICAL OXYGEN DEMAND (BOD) | 1530 | Y
Town of South Hill Regional Wastewater Treatment Plant | 450015 | 12960 | South Hill | VA | NON-POTABLE WATER | COLILERT-18 QUANTI-TRAY (MPN) | 60002622 | ESCHERICHIA COLI (E COLI) | 2525 | Y
Town of South Hill Regional Wastewater Treatment Plant | 450015 | 12960 | South Hill | VA | NON-POTABLE WATER | SM 2540 D-2011 | 20051212 | RESIDUE-NONFILTERABLE (TSS) | 1960 | Y
Town of South Hill Regional Wastewater Treatment Plant | 450015 | 12960 | South Hill | VA | NON-POTABLE WATER | SM 4500-H+ B-2011 | 20105220 | PH | 1900 | Y
Town of St. Paul, Virginia Wastewater Treatment Plant | 450053 | 12925 | St. Paul | VA | NON-POTABLE WATER | SM 2540 D-2011 | 20051212 | RESIDUE-NONFILTERABLE (TSS) | 1960 | Y
Town of St. Paul, Virginia Wastewater Treatment Plant | 450053 | 12925 | St. Paul | VA | NON-POTABLE WATER | SM 4500-H+ B-2011 | 20105220 | PH | 1900 | Y
Town of St. Paul, Virginia Wastewater Treatment Plant | 450053 | 12925 | St. Paul | VA | NON-POTABLE WATER | SM 5210 B-2011 | 20135266 | BIOCHEMICAL OXYGEN DEMAND (BOD) | 1530 | Y
Town of Stuart Wastewater Treatment Plant | 450063 | 12828 | Stuart | VA | NON-POTABLE WATER | SM 2540 D-2011 | 20051212 | RESIDUE-NONFILTERABLE (TSS) | 1960 | Y
Town of Stuart Wastewater Treatment Plant | 450063 | 12828 | Stuart | VA | NON-POTABLE WATER | SM 4500-CL G-2011 (AS HACH 8167) | 20081623 | TOTAL RESIDUAL CHLORINE | 1940 | Y
Town of Stuart Wastewater Treatment Plant | 450063 | 12828 | Stuart | VA | NON-POTABLE WATER | SM 4500-H+ B-2011 | 20105220 | PH | 1900 | Y
Town of Stuart Wastewater Treatment Plant | 450063 | 12828 | Stuart | VA | NON-POTABLE WATER | SM 5210 B-2011 | 20135266 | BIOCHEMICAL OXYGEN DEMAND (BOD) | 1530 | Y
Town of Wytheville Wastewater Treatment Plant Laboratory | 450057 | 12926 | Wytheville | VA | NON-POTABLE WATER | SM 2540 D-2011 | 20051212 | RESIDUE-NONFILTERABLE (TSS) | 1960 | Y
Town of Wytheville Wastewater Treatment Plant Laboratory | 450057 | 12926 | Wytheville | VA | NON-POTABLE WATER | SM 4500-H+ B-2011 | 20105220 | PH | 1900 | Y
Town of Wytheville Wastewater Treatment Plant Laboratory | 450057 | 12926 | Wytheville | VA | NON-POTABLE WATER | SM 5210 B-2011 | 20135266 | BIOCHEMICAL OXYGEN DEMAND (BOD) | 1530 | Y
Upper Occoquan Service Authority Laboratory | 450003 | 13224 | Centreville | VA | NON-POTABLE WATER | COLILERT QUANTI-TRAY (MPN) | 60002644 | ESCHERICHIA COLI (E COLI) | 2525 | Y
Upper Occoquan Service Authority Laboratory | 450003 | 13224 | Centreville | VA | NON-POTABLE WATER | EPA 180.1 REV 2 | 10011800 | TURBIDITY | 2055 | Y
Upper Occoquan Service Authority Laboratory | 450003 | 13224 | Centreville | VA | NON-POTABLE WATER | EPA 350.1 REV 2 | 10063602 | AMMONIA AS N | 1515 | Y
Upper Occoquan Service Authority Laboratory | 450003 | 13224 | Centreville | VA | NON-POTABLE WATER | EPA 351.2 REV 2 | 10065404 | KJELDAHL NITROGEN - TOTAL (TKN) | 1795 | Y
Upper Occoquan Service Authority Laboratory | 450003 | 13224 | Centreville | VA | NON-POTABLE WATER | EPA 353.2 REV 2 (AS LACHAT 10-107-04-1-A) | 10067604 | NITRATE-NITRITE AS N | 1820 | Y
Upper Occoquan Service Authority Laboratory | 450003 | 13224 | Centreville | VA | NON-POTABLE WATER | EPA 353.2 REV 2 (AS LACHAT 10-107-04-1-A) | 10067604 | NITRITE AS N | 1840 | Y
Upper Occoquan Service Authority Laboratory | 450003 | 13224 | Centreville | VA | NON-POTABLE WATER | EPA 365.1 REV 2 | 10070005 | ORTHOPHOSPHATE AS P | 1870 | Y
Upper Occoquan Service Authority Laboratory | 450003 | 13224 | Centreville | VA | NON-POTABLE WATER | EPA 365.4 | 10071202 | PHOSPHORUS, TOTAL | 1910 | Y
Upper Occoquan Service Authority Laboratory | 450003 | 13224 | Centreville | VA | NON-POTABLE WATER | SM 2320 B-2011 | 20045618 | ALKALINITY AS CACO3 | 1505 | Y
Upper Occoquan Service Authority Laboratory | 450003 | 13224 | Centreville | VA | NON-POTABLE WATER | SM 2510 B-2011 | 20048617 | CONDUCTIVITY | 1610 | Y
Upper Occoquan Service Authority Laboratory | 450003 | 13224 | Centreville | VA | NON-POTABLE WATER | SM 2540 C-2011 | 20050413 | RESIDUE-FILTERABLE (TDS) | 1955 | Y
Upper Occoquan Service Authority Laboratory | 450003 | 13224 | Centreville | VA | NON-POTABLE WATER | SM 2540 D-2011 | 20051212 | RESIDUE-NONFILTERABLE (TSS) | 1960 | Y
Upper Occoquan Service Authority Laboratory | 450003 | 13224 | Centreville | VA | NON-POTABLE WATER | SM 3500-CR B-2011 | 20066266 | CHROMIUM VI | 1045 | Y
Upper Occoquan Service Authority Laboratory | 450003 | 13224 | Centreville | VA | NON-POTABLE WATER | SM 4500-CL¯ B-2011 | 20084611 | CHLORIDE | 1575 | Y
Upper Occoquan Service Authority Laboratory | 450003 | 13224 | Centreville | VA | NON-POTABLE WATER | SM 4500-H+ B-2011 | 20105220 | PH | 1900 | Y
Upper Occoquan Service Authority Laboratory | 450003 | 13224 | Centreville | VA | NON-POTABLE WATER | SM 4500-SO4¯ E-2011 | 20132461 | SULFATE | 2000 | Y
Upper Occoquan Service Authority Laboratory | 450003 | 13224 | Centreville | VA | NON-POTABLE WATER | SM 5210 B-2011 | 20135266 | BIOCHEMICAL OXYGEN DEMAND (BOD) | 1530 | Y
Upper Occoquan Service Authority Laboratory | 450003 | 13224 | Centreville | VA | NON-POTABLE WATER | SM 5220 D-2011 (AS HACH 10211) | 20136816 | CHEMICAL OXYGEN DEMAND (COD) | 1565 | Y
Upper Occoquan Service Authority Laboratory | 450003 | 13224 | Centreville | VA | NON-POTABLE WATER | SM 5310 B-2014 | 20137831 | TOTAL ORGANIC CARBON (TOC) | 2040 | Y
Upper Occoquan Service Authority Laboratory | 450003 | 13224 | Centreville | VA | SOLID AND CHEMICAL MATERIALS | AOAC 955.01 | 50000834 | CALCIUM CARBONATE EQUIVALENT | 1544 | N
Upper Occoquan Service Authority Laboratory | 450003 | 13224 | Centreville | VA | SOLID AND CHEMICAL MATERIALS | EPA 351.2 REV 2 | 10065404 | KJELDAHL NITROGEN - TOTAL (TKN) | 1795 | Y
Upper Occoquan Service Authority Laboratory | 450003 | 13224 | Centreville | VA | SOLID AND CHEMICAL MATERIALS | EPA 365.4 | 10071202 | PHOSPHORUS, TOTAL | 1910 | Y
Upper Occoquan Service Authority Laboratory | 450003 | 13224 | Centreville | VA | SOLID AND CHEMICAL MATERIALS | EPA 9045 D | 10198455 | PH | 1900 | Y
Upper Occoquan Service Authority Laboratory | 450003 | 13224 | Centreville | VA | SOLID AND CHEMICAL MATERIALS | SM 2540 G-1991 | 20005203 | RESIDUE-TOTAL (TS) | 1950 | N
Upper Occoquan Service Authority Laboratory | 450003 | 13224 | Centreville | VA | SOLID AND CHEMICAL MATERIALS | SM 2540 G-1991 | 20005203 | RESIDUE-VOLATILE | 1970 | N
Virginia Correctional Center For Women W.W.T.P. | 450119 | 12967 | Goochland | VA | NON-POTABLE WATER | COLILERT-18 QUANTI-TRAY (MPN) | 60002622 | ESCHERICHIA COLI (E COLI) | 2525 | Y
Virginia Institute of Marine Science - Environmental Chemistry Laboratory | 450145 | 13272 | Gloucester Point | VA | BIOLOGICAL TISSUE | VIMS SOP GCMSPCB | 60014906 | 2,2',3,3',4,4',5,5',6-NONACHLOROBIPHENYL (BZ-206) | 9095 | N
Virginia Institute of Marine Science - Environmental Chemistry Laboratory | 450145 | 13272 | Gloucester Point | VA | BIOLOGICAL TISSUE | VIMS SOP GCMSPCB | 60014906 | 2,2',3,3',4,4',5,6-OCTACHLOROBIPHENYL BZ-195) | 9103 | N
Virginia Institute of Marine Science - Environmental Chemistry Laboratory | 450145 | 13272 | Gloucester Point | VA | BIOLOGICAL TISSUE | VIMS SOP GCMSPCB | 60014906 | 2,2',3,3',4,4',6-HEPTACHLOROBIPHENYL (BZ-171) | 9106 | N
Virginia Institute of Marine Science - Environmental Chemistry Laboratory | 450145 | 13272 | Gloucester Point | VA | BIOLOGICAL TISSUE | VIMS SOP GCMSPCB | 60014906 | 2,2',3,3',4,4'-HEXACHLOROBIPHENYL (BZ-128) | 9020 | N
Virginia Institute of Marine Science - Environmental Chemistry Laboratory | 450145 | 13272 | Gloucester Point | VA | BIOLOGICAL TISSUE | VIMS SOP GCMSPCB | 60014906 | 2,2',3,3',4,5',6'-HEPTACHLOROBIPHENYL (BZ-177) | 9114 | N
Virginia Institute of Marine Science - Environmental Chemistry Laboratory | 450145 | 13272 | Gloucester Point | VA | BIOLOGICAL TISSUE | VIMS SOP GCMSPCB | 60014906 | 2,2',3,3',4,5',6,6'-OCTACHLOROBIPHENYL (BZ-201) | 9112 | N
Virginia Institute of Marine Science - Environmental Chemistry Laboratory | 450145 | 13272 | Gloucester Point | VA | BIOLOGICAL TISSUE | VIMS SOP GCMSPCB | 60014906 | 2,2',3,3',4,5',6-HEPTACHLOROBIPHENYL (BZ-175) | 9115 | N
Virginia Institute of Marine Science - Environmental Chemistry Laboratory | 450145 | 13272 | Gloucester Point | VA | BIOLOGICAL TISSUE | VIMS SOP GCMSPCB | 60014906 | 2,2',3,3',4,5'-HEXACHLOROBIPHENYL (BZ-130) | 9117 | N
Virginia Institute of Marine Science - Environmental Chemistry Laboratory | 450145 | 13272 | Gloucester Point | VA | BIOLOGICAL TISSUE | VIMS SOP GCMSPCB | 60014906 | 2,2',3,3',4,5,5',6,6'-NONACHLOROBIPHENYL (BZ-208) | 9107 | N
Virginia Institute of Marine Science - Environmental Chemistry Laboratory | 450145 | 13272 | Gloucester Point | VA | BIOLOGICAL TISSUE | VIMS SOP GCMSPCB | 60014906 | 2,2',3,3',4,5,5'-HEPTACHLOROBIPHENYL (BZ-172) | 9110 | N
Virginia Institute of Marine Science - Environmental Chemistry Laboratory | 450145 | 13272 | Gloucester Point | VA | BIOLOGICAL TISSUE | VIMS SOP GCMSPCB | 60014906 | 2,2',3,3',4,5,6'-HEPTACHLOROBIPHENYL (BZ-174) | 9116 | N
Virginia Institute of Marine Science - Environmental Chemistry Laboratory | 450145 | 13272 | Gloucester Point | VA | BIOLOGICAL TISSUE | VIMS SOP GCMSPCB | 60014906 | 2,2',3,3',4,5,6,6'-OCTACHLOROBIPHENYL (BZ-200) | 9111 | N
Virginia Institute of Marine Science - Environmental Chemistry Laboratory | 450145 | 13272 | Gloucester Point | VA | BIOLOGICAL TISSUE | VIMS SOP GCMSPCB | 60014906 | 2,2',3,3',4,5-HEXACHLOROBIPHENYL (BZ-129) | 9118 | N
Virginia Institute of Marine Science - Environmental Chemistry Laboratory | 450145 | 13272 | Gloucester Point | VA | BIOLOGICAL TISSUE | VIMS SOP GCMSPCB | 60014906 | 2,2',3,3',4,6,6'-HEPTACHLOROBIPHENYL (BZ-176) | 9119 | N
Virginia Institute of Marine Science - Environmental Chemistry Laboratory | 450145 | 13272 | Gloucester Point | VA | BIOLOGICAL TISSUE | VIMS SOP GCMSPCB | 60014906 | 2,2',3,3',4-PENTACHLOROBIPHENYL (BZ-82) | 9122 | N
Virginia Institute of Marine Science - Environmental Chemistry Laboratory | 450145 | 13272 | Gloucester Point | VA | BIOLOGICAL TISSUE | VIMS SOP GCMSPCB | 60014906 | 2,2',3,3',5,5',6-HEPTACHLOROBIPHENYL (BZ-178) | 9124 | N
Virginia Institute of Marine Science - Environmental Chemistry Laboratory | 450145 | 13272 | Gloucester Point | VA | BIOLOGICAL TISSUE | VIMS SOP GCMSPCB | 60014906 | 2,2',3,3',5,6'-HEXACHLOROBIPHENYL (BZ-135) | 9127 | N
Virginia Institute of Marine Science - Environmental Chemistry Laboratory | 450145 | 13272 | Gloucester Point | VA | BIOLOGICAL TISSUE | VIMS SOP GCMSPCB | 60014906 | 2,2',3,3',5,6-HEXACHLOROBIPHENYL (BZ-134) | 9128 | N
Virginia Institute of Marine Science - Environmental Chemistry Laboratory | 450145 | 13272 | Gloucester Point | VA | BIOLOGICAL TISSUE | VIMS SOP GCMSPCB | 60014906 | 2,2',3,3',5-PENTACHLOROBIPHENYL (BZ-83) | 9129 | N
Virginia Institute of Marine Science - Environmental Chemistry Laboratory | 450145 | 13272 | Gloucester Point | VA | BIOLOGICAL TISSUE | VIMS SOP GCMSPCB | 60014906 | 2,2',3,3',6,6'-HEXACHLOROBIPHENYL (BZ-136) | 9130 | N
Virginia Institute of Marine Science - Environmental Chemistry Laboratory | 450145 | 13272 | Gloucester Point | VA | BIOLOGICAL TISSUE | VIMS SOP GCMSPCB | 60014906 | 2,2',3,3',6-PENTACHLOROBIPHENYL (BZ-84) | 9131 | N
Virginia Institute of Marine Science - Environmental Chemistry Laboratory | 450145 | 13272 | Gloucester Point | VA | BIOLOGICAL TISSUE | VIMS SOP GCMSPCB | 60014906 | 2,2',3,3'-TETRACHLOROBIPHENYL (BZ-40) | 9132 | N
Virginia Institute of Marine Science - Environmental Chemistry Laboratory | 450145 | 13272 | Gloucester Point | VA | BIOLOGICAL TISSUE | VIMS SOP GCMSPCB | 60014906 | 2,2',3,4',5',6-HEXACHLOROBIPHENYL (BZ-149) | 9151 | N
Virginia Institute of Marine Science - Environmental Chemistry Laboratory | 450145 | 13272 | Gloucester Point | VA | BIOLOGICAL TISSUE | VIMS SOP GCMSPCB | 60014906 | 2,2',3,4',5'-PENTACHLOROBIPHENYL (BZ-97) | 9154 | N
Virginia Institute of Marine Science - Environmental Chemistry Laboratory | 450145 | 13272 | Gloucester Point | VA | BIOLOGICAL TISSUE | VIMS SOP GCMSPCB | 60014906 | 2,2',3,4',5,5',6-HEPTACHLOROBIPHENYL (BZ-187) | 9080 | N
Virginia Institute of Marine Science - Environmental Chemistry Laboratory | 450145 | 13272 | Gloucester Point | VA | BIOLOGICAL TISSUE | VIMS SOP GCMSPCB | 60014906 | 2,2',3,4',5,5'-HEXACHLOROBIPHENYL (BZ-146) | 9144 | N
Virginia Institute of Marine Science - Environmental Chemistry Laboratory | 450145 | 13272 | Gloucester Point | VA | BIOLOGICAL TISSUE | VIMS SOP GCMSPCB | 60014906 | 2,2',3,4,4',5',6-HEPTACHLOROBIPHENYL (BZ-183) | 9075 | N
Virginia Institute of Marine Science - Environmental Chemistry Laboratory | 450145 | 13272 | Gloucester Point | VA | BIOLOGICAL TISSUE | VIMS SOP GCMSPCB | 60014906 | 2,2',3,4,4',5-HEXACHLOROBIPHENYL (BZ-137) | 9138 | N
Virginia Institute of Marine Science - Environmental Chemistry Laboratory | 450145 | 13272 | Gloucester Point | VA | BIOLOGICAL TISSUE | VIMS SOP GCMSPCB | 60014906 | 2,2',3,4,4'-PENTACHLOROBIPHENYL (BZ-85) | 9142 | N
Virginia Institute of Marine Science - Environmental Chemistry Laboratory | 450145 | 13272 | Gloucester Point | VA | BIOLOGICAL TISSUE | VIMS SOP GCMSPCB | 60014906 | 2,2',3,4,5,5',6-HEPTACHLOROBIPHENYL (BZ-185) | 9143 | N
Virginia Institute of Marine Science - Environmental Chemistry Laboratory | 450145 | 13272 | Gloucester Point | VA | BIOLOGICAL TISSUE | VIMS SOP GCMSPCB | 60014906 | 2,2',3,5',6-PENTACHLOROBIPHENYL (BZ-95) | 9166 | N
Virginia Institute of Marine Science - Environmental Chemistry Laboratory | 450145 | 13272 | Gloucester Point | VA | BIOLOGICAL TISSUE | VIMS SOP GCMSPCB | 60014906 | 2,2',3,5'-TETRACHLOROBIPHENYL (BZ-44) | 8945 | N
Virginia Institute of Marine Science - Environmental Chemistry Laboratory | 450145 | 13272 | Gloucester Point | VA | BIOLOGICAL TISSUE | VIMS SOP GCMSPCB | 60014906 | 2,2',3,5,5',6-HEXACHLOROBIPHENYL (BZ-151) | 9035 | N
Virginia Institute of Marine Science - Environmental Chemistry Laboratory | 450145 | 13272 | Gloucester Point | VA | BIOLOGICAL TISSUE | VIMS SOP GCMSPCB | 60014906 | 2,2',3,5,5'-PENTACHLOROBIPHENYL (BZ-92) | 9164 | N
Virginia Institute of Marine Science - Environmental Chemistry Laboratory | 450145 | 13272 | Gloucester Point | VA | BIOLOGICAL TISSUE | VIMS SOP GCMSPCB | 60014906 | 2,2',3,6'-TETRACHLOROBIPHENYL (BZ-46) | 9171 | N
Virginia Institute of Marine Science - Environmental Chemistry Laboratory | 450145 | 13272 | Gloucester Point | VA | BIOLOGICAL TISSUE | VIMS SOP GCMSPCB | 60014906 | 2,2',3,6-TETRACHLOROBIPHENYL (BZ-45) | 9172 | N
Virginia Institute of Marine Science - Environmental Chemistry Laboratory | 450145 | 13272 | Gloucester Point | VA | BIOLOGICAL TISSUE | VIMS SOP GCMSPCB | 60014906 | 2,2',4,4',5-PENTACHLOROBIPHENYL (BZ-99) | 9175 | N
Virginia Institute of Marine Science - Environmental Chemistry Laboratory | 450145 | 13272 | Gloucester Point | VA | BIOLOGICAL TISSUE | VIMS SOP GCMSPCB | 60014906 | 2,2',4,5'-TETRACHLOROBIPHENYL (BZ-49) | 8950 | N
Virginia Institute of Marine Science - Environmental Chemistry Laboratory | 450145 | 13272 | Gloucester Point | VA | BIOLOGICAL TISSUE | VIMS SOP GCMSPCB | 60014906 | 2,2',4-TRICHLOROBIPHENYL (BZ-17) | 9185 | N
Virginia Institute of Marine Science - Environmental Chemistry Laboratory | 450145 | 13272 | Gloucester Point | VA | BIOLOGICAL TISSUE | VIMS SOP GCMSPCB | 60014906 | 2,2',5,5'-TETRACHLOROBIPHENYL (BZ-52) | 8955 | N
Virginia Institute of Marine Science - Environmental Chemistry Laboratory | 450145 | 13272 | Gloucester Point | VA | BIOLOGICAL TISSUE | VIMS SOP GCMSPCB | 60014906 | 2,2',5,6'-TETRACHLOROBIPHENYL (BZ-53) | 9186 | N
Virginia Institute of Marine Science - Environmental Chemistry Laboratory | 450145 | 13272 | Gloucester Point | VA | BIOLOGICAL TISSUE | VIMS SOP GCMSPCB | 60014906 | 2,2',5-TRICHLOROBIPHENYL (BZ-18) | 8930 | N
Virginia Institute of Marine Science - Environmental Chemistry Laboratory | 450145 | 13272 | Gloucester Point | VA | BIOLOGICAL TISSUE | VIMS SOP GCMSPCB | 60014906 | 2,3',4',5-TETRACHLOROBIPHENYL (BZ-70) | 9230 | N
Virginia Institute of Marine Science - Environmental Chemistry Laboratory | 450145 | 13272 | Gloucester Point | VA | BIOLOGICAL TISSUE | VIMS SOP GCMSPCB | 60014906 | 2,3',4,4',5'-PENTACHLOROBIPHENYL (BZ-123) | 9000 | N
Virginia Institute of Marine Science - Environmental Chemistry Laboratory | 450145 | 13272 | Gloucester Point | VA | BIOLOGICAL TISSUE | VIMS SOP GCMSPCB | 60014906 | 2,3',4,4',5,5'-HEXACHLOROBIPHENYL (BZ-167) | 9055 | N
Virginia Institute of Marine Science - Environmental Chemistry Laboratory | 450145 | 13272 | Gloucester Point | VA | BIOLOGICAL TISSUE | VIMS SOP GCMSPCB | 60014906 | 2,3',4,4',5-PENTACHLOROBIPHENYL (BZ-118) | 8995 | N
Virginia Institute of Marine Science - Environmental Chemistry Laboratory | 450145 | 13272 | Gloucester Point | VA | BIOLOGICAL TISSUE | VIMS SOP GCMSPCB | 60014906 | 2,3',4,4'-TETRACHLOROBIPHENYL (BZ-66) | 8960 | N
Virginia Institute of Marine Science - Environmental Chemistry Laboratory | 450145 | 13272 | Gloucester Point | VA | BIOLOGICAL TISSUE | VIMS SOP GCMSPCB | 60014906 | 2,3',4,5-TETRACHLOROBIPHENYL (BZ-67) | 9232 | N
Virginia Institute of Marine Science - Environmental Chemistry Laboratory | 450145 | 13272 | Gloucester Point | VA | BIOLOGICAL TISSUE | VIMS SOP GCMSPCB | 60014906 | 2,3',4-TRICHLOROBIPHENYL (BZ-25) | 9240 | N
Virginia Institute of Marine Science - Environmental Chemistry Laboratory | 450145 | 13272 | Gloucester Point | VA | BIOLOGICAL TISSUE | VIMS SOP GCMSPCB | 60014906 | 2,3',5-TRICHLOROBIPHENYL (BZ-26) | 8935 | N
Virginia Institute of Marine Science - Environmental Chemistry Laboratory | 450145 | 13272 | Gloucester Point | VA | BIOLOGICAL TISSUE | VIMS SOP GCMSPCB | 60014906 | 2,3,3',4',5-PENTACHLOROBIPHENYL (BZ-107) | 9205 | N
Virginia Institute of Marine Science - Environmental Chemistry Laboratory | 450145 | 13272 | Gloucester Point | VA | BIOLOGICAL TISSUE | VIMS SOP GCMSPCB | 60014906 | 2,3,3',4,4',5',6-HEPTACHLOROBIPHENYL (BZ-191) | 9192 | N
Virginia Institute of Marine Science - Environmental Chemistry Laboratory | 450145 | 13272 | Gloucester Point | VA | BIOLOGICAL TISSUE | VIMS SOP GCMSPCB | 60014906 | 2,3,3',4,4',5-HEXACHLOROBIPHENYL (BZ-156) | 9050 | N
Virginia Institute of Marine Science - Environmental Chemistry Laboratory | 450145 | 13272 | Gloucester Point | VA | BIOLOGICAL TISSUE | VIMS SOP GCMSPCB | 60014906 | 2,3,3',4,4'-PENTACHLOROBIPHENYL (BZ-105) | 8985 | N
Virginia Institute of Marine Science - Environmental Chemistry Laboratory | 450145 | 13272 | Gloucester Point | VA | BIOLOGICAL TISSUE | VIMS SOP GCMSPCB | 60014906 | 2,3,4',5-TETRACHLOROBIPHENYL (BZ-63) | 9233 | N
Virginia Institute of Marine Science - Environmental Chemistry Laboratory | 450145 | 13272 | Gloucester Point | VA | BIOLOGICAL TISSUE | VIMS SOP GCMSPCB | 60014906 | 2,3,4'-TRICHLOROBIPHENYL (BZ-22) | 9241 | N
Virginia Institute of Marine Science - Environmental Chemistry Laboratory | 450145 | 13272 | Gloucester Point | VA | BIOLOGICAL TISSUE | VIMS SOP GCMSPCB | 60014906 | 2,4,4',5-TETRACHLOROBIPHENYL (BZ-74) | 9250 | N
Virginia Institute of Marine Science - Environmental Chemistry Laboratory | 450145 | 13272 | Gloucester Point | VA | BIOLOGICAL TISSUE | VIMS SOP GCMSPCB | 60014906 | 3,3',4,4'-TETRACHLOROBIPHENYL (BZ-77) | 8965 | N
Virginia Institute of Marine Science - Environmental Chemistry Laboratory | 450145 | 13272 | Gloucester Point | VA | BIOLOGICAL TISSUE | VIMS SOP GCMSPCB | 60014906 | DECACHLOROBIPHENYL (BZ-209) | 9105 | N
Virginia Institute of Marine Science - Environmental Chemistry Laboratory | 450145 | 13272 | Gloucester Point | VA | BIOLOGICAL TISSUE | VIMS SOP GCMSPCB | 60014906 | PCB-(101/90) | 9915 | N
Virginia Institute of Marine Science - Environmental Chemistry Laboratory | 450145 | 13272 | Gloucester Point | VA | BIOLOGICAL TISSUE | VIMS SOP GCMSPCB | 60014906 | PCB-(131/165) | 9911 | N
Virginia Institute of Marine Science - Environmental Chemistry Laboratory | 450145 | 13272 | Gloucester Point | VA | BIOLOGICAL TISSUE | VIMS SOP GCMSPCB | 60014906 | PCB-(138/158) | 9912 | N
Virginia Institute of Marine Science - Environmental Chemistry Laboratory | 450145 | 13272 | Gloucester Point | VA | BIOLOGICAL TISSUE | VIMS SOP GCMSPCB | 60014906 | PCB-(141/179) | 9913 | N
Virginia Institute of Marine Science - Environmental Chemistry Laboratory | 450145 | 13272 | Gloucester Point | VA | BIOLOGICAL TISSUE | VIMS SOP GCMSPCB | 60014906 | PCB-(153/132) | 9924 | N
Virginia Institute of Marine Science - Environmental Chemistry Laboratory | 450145 | 13272 | Gloucester Point | VA | BIOLOGICAL TISSUE | VIMS SOP GCMSPCB | 60014906 | PCB-(16/32) | 9921 | N
Virginia Institute of Marine Science - Environmental Chemistry Laboratory | 450145 | 13272 | Gloucester Point | VA | BIOLOGICAL TISSUE | VIMS SOP GCMSPCB | 60014906 | PCB-(163/164) | 9914 | N
Virginia Institute of Marine Science - Environmental Chemistry Laboratory | 450145 | 13272 | Gloucester Point | VA | BIOLOGICAL TISSUE | VIMS SOP GCMSPCB | 60014906 | PCB-(170/190) | 9910 | N
Virginia Institute of Marine Science - Environmental Chemistry Laboratory | 450145 | 13272 | Gloucester Point | VA | BIOLOGICAL TISSUE | VIMS SOP GCMSPCB | 60014906 | PCB-(180/193) | 8917 | N
Virginia Institute of Marine Science - Environmental Chemistry Laboratory | 450145 | 13272 | Gloucester Point | VA | BIOLOGICAL TISSUE | VIMS SOP GCMSPCB | 60014906 | PCB-(28/31) | 9922 | N
Virginia Institute of Marine Science - Environmental Chemistry Laboratory | 450145 | 13272 | Gloucester Point | VA | BIOLOGICAL TISSUE | VIMS SOP GCMSPCB | 60014906 | PCB-(33/20) | 9923 | N
Virginia Institute of Marine Science - Environmental Chemistry Laboratory | 450145 | 13272 | Gloucester Point | VA | BIOLOGICAL TISSUE | VIMS SOP GCMSPCB | 60014906 | PCB-(41/64) | 9917 | N
Virginia Institute of Marine Science - Environmental Chemistry Laboratory | 450145 | 13272 | Gloucester Point | VA | BIOLOGICAL TISSUE | VIMS SOP GCMSPCB | 60014906 | PCB-(42/59) | 9918 | N
Virginia Institute of Marine Science - Environmental Chemistry Laboratory | 450145 | 13272 | Gloucester Point | VA | BIOLOGICAL TISSUE | VIMS SOP GCMSPCB | 60014906 | PCB-(47/48) | 9919 | N
Virginia Institute of Marine Science - Environmental Chemistry Laboratory | 450145 | 13272 | Gloucester Point | VA | BIOLOGICAL TISSUE | VIMS SOP GCMSPCB | 60014906 | PCB-(56/60) | 9920 | N
Virginia Institute of Marine Science - Environmental Chemistry Laboratory | 450145 | 13272 | Gloucester Point | VA | BIOLOGICAL TISSUE | VIMS SOP GCMSPCB | 60014906 | PCB-(87/115) | 9916 | N
Virginia Institute of Marine Science - Environmental Chemistry Laboratory | 450145 | 13272 | Gloucester Point | VA | SOLID AND CHEMICAL MATERIALS | VIMS SOP GCMSPCB | 60014906 | 2,2',3,3',4,4',5,5',6-NONACHLOROBIPHENYL (BZ-206) | 9095 | N
Virginia Institute of Marine Science - Environmental Chemistry Laboratory | 450145 | 13272 | Gloucester Point | VA | SOLID AND CHEMICAL MATERIALS | VIMS SOP GCMSPCB | 60014906 | 2,2',3,3',4,4',5,6-OCTACHLOROBIPHENYL BZ-195) | 9103 | N
Virginia Institute of Marine Science - Environmental Chemistry Laboratory | 450145 | 13272 | Gloucester Point | VA | SOLID AND CHEMICAL MATERIALS | VIMS SOP GCMSPCB | 60014906 | 2,2',3,3',4,4',6-HEPTACHLOROBIPHENYL (BZ-171) | 9106 | N
Virginia Institute of Marine Science - Environmental Chemistry Laboratory | 450145 | 13272 | Gloucester Point | VA | SOLID AND CHEMICAL MATERIALS | VIMS SOP GCMSPCB | 60014906 | 2,2',3,3',4,4'-HEXACHLOROBIPHENYL (BZ-128) | 9020 | N
Virginia Institute of Marine Science - Environmental Chemistry Laboratory | 450145 | 13272 | Gloucester Point | VA | SOLID AND CHEMICAL MATERIALS | VIMS SOP GCMSPCB | 60014906 | 2,2',3,3',4,5',6'-HEPTACHLOROBIPHENYL (BZ-177) | 9114 | N
Virginia Institute of Marine Science - Environmental Chemistry Laboratory | 450145 | 13272 | Gloucester Point | VA | SOLID AND CHEMICAL MATERIALS | VIMS SOP GCMSPCB | 60014906 | 2,2',3,3',4,5',6,6'-OCTACHLOROBIPHENYL (BZ-201) | 9112 | N
Virginia Institute of Marine Science - Environmental Chemistry Laboratory | 450145 | 13272 | Gloucester Point | VA | SOLID AND CHEMICAL MATERIALS | VIMS SOP GCMSPCB | 60014906 | 2,2',3,3',4,5',6-HEPTACHLOROBIPHENYL (BZ-175) | 9115 | N
Virginia Institute of Marine Science - Environmental Chemistry Laboratory | 450145 | 13272 | Gloucester Point | VA | SOLID AND CHEMICAL MATERIALS | VIMS SOP GCMSPCB | 60014906 | 2,2',3,3',4,5'-HEXACHLOROBIPHENYL (BZ-130) | 9117 | N
Virginia Institute of Marine Science - Environmental Chemistry Laboratory | 450145 | 13272 | Gloucester Point | VA | SOLID AND CHEMICAL MATERIALS | VIMS SOP GCMSPCB | 60014906 | 2,2',3,3',4,5,5',6,6'-NONACHLOROBIPHENYL (BZ-208) | 9107 | N
Virginia Institute of Marine Science - Environmental Chemistry Laboratory | 450145 | 13272 | Gloucester Point | VA | SOLID AND CHEMICAL MATERIALS | VIMS SOP GCMSPCB | 60014906 | 2,2',3,3',4,5,5'-HEPTACHLOROBIPHENYL (BZ-172) | 9110 | N
Virginia Institute of Marine Science - Environmental Chemistry Laboratory | 450145 | 13272 | Gloucester Point | VA | SOLID AND CHEMICAL MATERIALS | VIMS SOP GCMSPCB | 60014906 | 2,2',3,3',4,5,6'-HEPTACHLOROBIPHENYL (BZ-174) | 9116 | N
Virginia Institute of Marine Science - Environmental Chemistry Laboratory | 450145 | 13272 | Gloucester Point | VA | SOLID AND CHEMICAL MATERIALS | VIMS SOP GCMSPCB | 60014906 | 2,2',3,3',4,5,6,6'-OCTACHLOROBIPHENYL (BZ-200) | 9111 | N
Virginia Institute of Marine Science - Environmental Chemistry Laboratory | 450145 | 13272 | Gloucester Point | VA | SOLID AND CHEMICAL MATERIALS | VIMS SOP GCMSPCB | 60014906 | 2,2',3,3',4,5-HEXACHLOROBIPHENYL (BZ-129) | 9118 | N
Virginia Institute of Marine Science - Environmental Chemistry Laboratory | 450145 | 13272 | Gloucester Point | VA | SOLID AND CHEMICAL MATERIALS | VIMS SOP GCMSPCB | 60014906 | 2,2',3,3',4,6,6'-HEPTACHLOROBIPHENYL (BZ-176) | 9119 | N
Virginia Institute of Marine Science - Environmental Chemistry Laboratory | 450145 | 13272 | Gloucester Point | VA | SOLID AND CHEMICAL MATERIALS | VIMS SOP GCMSPCB | 60014906 | 2,2',3,3',4-PENTACHLOROBIPHENYL (BZ-82) | 9122 | N
Virginia Institute of Marine Science - Environmental Chemistry Laboratory | 450145 | 13272 | Gloucester Point | VA | SOLID AND CHEMICAL MATERIALS | VIMS SOP GCMSPCB | 60014906 | 2,2',3,3',5,5',6-HEPTACHLOROBIPHENYL (BZ-178) | 9124 | N
Virginia Institute of Marine Science - Environmental Chemistry Laboratory | 450145 | 13272 | Gloucester Point | VA | SOLID AND CHEMICAL MATERIALS | VIMS SOP GCMSPCB | 60014906 | 2,2',3,3',5,6'-HEXACHLOROBIPHENYL (BZ-135) | 9127 | N
Virginia Institute of Marine Science - Environmental Chemistry Laboratory | 450145 | 13272 | Gloucester Point | VA | SOLID AND CHEMICAL MATERIALS | VIMS SOP GCMSPCB | 60014906 | 2,2',3,3',5,6-HEXACHLOROBIPHENYL (BZ-134) | 9128 | N
Virginia Institute of Marine Science - Environmental Chemistry Laboratory | 450145 | 13272 | Gloucester Point | VA | SOLID AND CHEMICAL MATERIALS | VIMS SOP GCMSPCB | 60014906 | 2,2',3,3',5-PENTACHLOROBIPHENYL (BZ-83) | 9129 | N
Virginia Institute of Marine Science - Environmental Chemistry Laboratory | 450145 | 13272 | Gloucester Point | VA | SOLID AND CHEMICAL MATERIALS | VIMS SOP GCMSPCB | 60014906 | 2,2',3,3',6,6'-HEXACHLOROBIPHENYL (BZ-136) | 9130 | N
Virginia Institute of Marine Science - Environmental Chemistry Laboratory | 450145 | 13272 | Gloucester Point | VA | SOLID AND CHEMICAL MATERIALS | VIMS SOP GCMSPCB | 60014906 | 2,2',3,3',6-PENTACHLOROBIPHENYL (BZ-84) | 9131 | N
Virginia Institute of Marine Science - Environmental Chemistry Laboratory | 450145 | 13272 | Gloucester Point | VA | SOLID AND CHEMICAL MATERIALS | VIMS SOP GCMSPCB | 60014906 | 2,2',3,3'-TETRACHLOROBIPHENYL (BZ-40) | 9132 | N
Virginia Institute of Marine Science - Environmental Chemistry Laboratory | 450145 | 13272 | Gloucester Point | VA | SOLID AND CHEMICAL MATERIALS | VIMS SOP GCMSPCB | 60014906 | 2,2',3,4',5',6-HEXACHLOROBIPHENYL (BZ-149) | 9151 | N
Virginia Institute of Marine Science - Environmental Chemistry Laboratory | 450145 | 13272 | Gloucester Point | VA | SOLID AND CHEMICAL MATERIALS | VIMS SOP GCMSPCB | 60014906 | 2,2',3,4',5'-PENTACHLOROBIPHENYL (BZ-97) | 9154 | N
Virginia Institute of Marine Science - Environmental Chemistry Laboratory | 450145 | 13272 | Gloucester Point | VA | SOLID AND CHEMICAL MATERIALS | VIMS SOP GCMSPCB | 60014906 | 2,2',3,4',5,5',6-HEPTACHLOROBIPHENYL (BZ-187) | 9080 | N
Virginia Institute of Marine Science - Environmental Chemistry Laboratory | 450145 | 13272 | Gloucester Point | VA | SOLID AND CHEMICAL MATERIALS | VIMS SOP GCMSPCB | 60014906 | 2,2',3,4',5,5'-HEXACHLOROBIPHENYL (BZ-146) | 9144 | N
Virginia Institute of Marine Science - Environmental Chemistry Laboratory | 450145 | 13272 | Gloucester Point | VA | SOLID AND CHEMICAL MATERIALS | VIMS SOP GCMSPCB | 60014906 | 2,2',3,4,4',5',6-HEPTACHLOROBIPHENYL (BZ-183) | 9075 | N
Virginia Institute of Marine Science - Environmental Chemistry Laboratory | 450145 | 13272 | Gloucester Point | VA | SOLID AND CHEMICAL MATERIALS | VIMS SOP GCMSPCB | 60014906 | 2,2',3,4,4',5-HEXACHLOROBIPHENYL (BZ-137) | 9138 | N
Virginia Institute of Marine Science - Environmental Chemistry Laboratory | 450145 | 13272 | Gloucester Point | VA | SOLID AND CHEMICAL MATERIALS | VIMS SOP GCMSPCB | 60014906 | 2,2',3,4,4'-PENTACHLOROBIPHENYL (BZ-85) | 9142 | N
Virginia Institute of Marine Science - Environmental Chemistry Laboratory | 450145 | 13272 | Gloucester Point | VA | SOLID AND CHEMICAL MATERIALS | VIMS SOP GCMSPCB | 60014906 | 2,2',3,4,5,5',6-HEPTACHLOROBIPHENYL (BZ-185) | 9143 | N
Virginia Institute of Marine Science - Environmental Chemistry Laboratory | 450145 | 13272 | Gloucester Point | VA | SOLID AND CHEMICAL MATERIALS | VIMS SOP GCMSPCB | 60014906 | 2,2',3,5',6-PENTACHLOROBIPHENYL (BZ-95) | 9166 | N
Virginia Institute of Marine Science - Environmental Chemistry Laboratory | 450145 | 13272 | Gloucester Point | VA | SOLID AND CHEMICAL MATERIALS | VIMS SOP GCMSPCB | 60014906 | 2,2',3,5'-TETRACHLOROBIPHENYL (BZ-44) | 8945 | N
Virginia Institute of Marine Science - Environmental Chemistry Laboratory | 450145 | 13272 | Gloucester Point | VA | SOLID AND CHEMICAL MATERIALS | VIMS SOP GCMSPCB | 60014906 | 2,2',3,5,5',6-HEXACHLOROBIPHENYL (BZ-151) | 9035 | N
Virginia Institute of Marine Science - Environmental Chemistry Laboratory | 450145 | 13272 | Gloucester Point | VA | SOLID AND CHEMICAL MATERIALS | VIMS SOP GCMSPCB | 60014906 | 2,2',3,5,5'-PENTACHLOROBIPHENYL (BZ-92) | 9164 | N
Virginia Institute of Marine Science - Environmental Chemistry Laboratory | 450145 | 13272 | Gloucester Point | VA | SOLID AND CHEMICAL MATERIALS | VIMS SOP GCMSPCB | 60014906 | 2,2',3,6'-TETRACHLOROBIPHENYL (BZ-46) | 9171 | N
Virginia Institute of Marine Science - Environmental Chemistry Laboratory | 450145 | 13272 | Gloucester Point | VA | SOLID AND CHEMICAL MATERIALS | VIMS SOP GCMSPCB | 60014906 | 2,2',3,6-TETRACHLOROBIPHENYL (BZ-45) | 9172 | N
Virginia Institute of Marine Science - Environmental Chemistry Laboratory | 450145 | 13272 | Gloucester Point | VA | SOLID AND CHEMICAL MATERIALS | VIMS SOP GCMSPCB | 60014906 | 2,2',4,4',5-PENTACHLOROBIPHENYL (BZ-99) | 9175 | N
Virginia Institute of Marine Science - Environmental Chemistry Laboratory | 450145 | 13272 | Gloucester Point | VA | SOLID AND CHEMICAL MATERIALS | VIMS SOP GCMSPCB | 60014906 | 2,2',4,5'-TETRACHLOROBIPHENYL (BZ-49) | 8950 | N
Virginia Institute of Marine Science - Environmental Chemistry Laboratory | 450145 | 13272 | Gloucester Point | VA | SOLID AND CHEMICAL MATERIALS | VIMS SOP GCMSPCB | 60014906 | 2,2',4-TRICHLOROBIPHENYL (BZ-17) | 9185 | N
Virginia Institute of Marine Science - Environmental Chemistry Laboratory | 450145 | 13272 | Gloucester Point | VA | SOLID AND CHEMICAL MATERIALS | VIMS SOP GCMSPCB | 60014906 | 2,2',5,5'-TETRACHLOROBIPHENYL (BZ-52) | 8955 | N
Virginia Institute of Marine Science - Environmental Chemistry Laboratory | 450145 | 13272 | Gloucester Point | VA | SOLID AND CHEMICAL MATERIALS | VIMS SOP GCMSPCB | 60014906 | 2,2',5,6'-TETRACHLOROBIPHENYL (BZ-53) | 9186 | N
Virginia Institute of Marine Science - Environmental Chemistry Laboratory | 450145 | 13272 | Gloucester Point | VA | SOLID AND CHEMICAL MATERIALS | VIMS SOP GCMSPCB | 60014906 | 2,2',5-TRICHLOROBIPHENYL (BZ-18) | 8930 | N
Virginia Institute of Marine Science - Environmental Chemistry Laboratory | 450145 | 13272 | Gloucester Point | VA | SOLID AND CHEMICAL MATERIALS | VIMS SOP GCMSPCB | 60014906 | 2,3',4',5-TETRACHLOROBIPHENYL (BZ-70) | 9230 | N
Virginia Institute of Marine Science - Environmental Chemistry Laboratory | 450145 | 13272 | Gloucester Point | VA | SOLID AND CHEMICAL MATERIALS | VIMS SOP GCMSPCB | 60014906 | 2,3',4,4',5'-PENTACHLOROBIPHENYL (BZ-123) | 9000 | N
Virginia Institute of Marine Science - Environmental Chemistry Laboratory | 450145 | 13272 | Gloucester Point | VA | SOLID AND CHEMICAL MATERIALS | VIMS SOP GCMSPCB | 60014906 | 2,3',4,4',5,5'-HEXACHLOROBIPHENYL (BZ-167) | 9055 | N
Virginia Institute of Marine Science - Environmental Chemistry Laboratory | 450145 | 13272 | Gloucester Point | VA | SOLID AND CHEMICAL MATERIALS | VIMS SOP GCMSPCB | 60014906 | 2,3',4,4',5-PENTACHLOROBIPHENYL (BZ-118) | 8995 | N
Virginia Institute of Marine Science - Environmental Chemistry Laboratory | 450145 | 13272 | Gloucester Point | VA | SOLID AND CHEMICAL MATERIALS | VIMS SOP GCMSPCB | 60014906 | 2,3',4,4'-TETRACHLOROBIPHENYL (BZ-66) | 8960 | N
Virginia Institute of Marine Science - Environmental Chemistry Laboratory | 450145 | 13272 | Gloucester Point | VA | SOLID AND CHEMICAL MATERIALS | VIMS SOP GCMSPCB | 60014906 | 2,3',4,5-TETRACHLOROBIPHENYL (BZ-67) | 9232 | N
Virginia Institute of Marine Science - Environmental Chemistry Laboratory | 450145 | 13272 | Gloucester Point | VA | SOLID AND CHEMICAL MATERIALS | VIMS SOP GCMSPCB | 60014906 | 2,3',4-TRICHLOROBIPHENYL (BZ-25) | 9240 | N
Virginia Institute of Marine Science - Environmental Chemistry Laboratory | 450145 | 13272 | Gloucester Point | VA | SOLID AND CHEMICAL MATERIALS | VIMS SOP GCMSPCB | 60014906 | 2,3',5-TRICHLOROBIPHENYL (BZ-26) | 8935 | N
Virginia Institute of Marine Science - Environmental Chemistry Laboratory | 450145 | 13272 | Gloucester Point | VA | SOLID AND CHEMICAL MATERIALS | VIMS SOP GCMSPCB | 60014906 | 2,3,3',4',5-PENTACHLOROBIPHENYL (BZ-107) | 9205 | N
Virginia Institute of Marine Science - Environmental Chemistry Laboratory | 450145 | 13272 | Gloucester Point | VA | SOLID AND CHEMICAL MATERIALS | VIMS SOP GCMSPCB | 60014906 | 2,3,3',4,4',5',6-HEPTACHLOROBIPHENYL (BZ-191) | 9192 | N
Virginia Institute of Marine Science - Environmental Chemistry Laboratory | 450145 | 13272 | Gloucester Point | VA | SOLID AND CHEMICAL MATERIALS | VIMS SOP GCMSPCB | 60014906 | 2,3,3',4,4',5-HEXACHLOROBIPHENYL (BZ-156) | 9050 | N
Virginia Institute of Marine Science - Environmental Chemistry Laboratory | 450145 | 13272 | Gloucester Point | VA | SOLID AND CHEMICAL MATERIALS | VIMS SOP GCMSPCB | 60014906 | 2,3,3',4,4'-PENTACHLOROBIPHENYL (BZ-105) | 8985 | N
Virginia Institute of Marine Science - Environmental Chemistry Laboratory | 450145 | 13272 | Gloucester Point | VA | SOLID AND CHEMICAL MATERIALS | VIMS SOP GCMSPCB | 60014906 | 2,3,4',5-TETRACHLOROBIPHENYL (BZ-63) | 9233 | N
Virginia Institute of Marine Science - Environmental Chemistry Laboratory | 450145 | 13272 | Gloucester Point | VA | SOLID AND CHEMICAL MATERIALS | VIMS SOP GCMSPCB | 60014906 | 2,3,4'-TRICHLOROBIPHENYL (BZ-22) | 9241 | N
Virginia Institute of Marine Science - Environmental Chemistry Laboratory | 450145 | 13272 | Gloucester Point | VA | SOLID AND CHEMICAL MATERIALS | VIMS SOP GCMSPCB | 60014906 | 2,4,4',5-TETRACHLOROBIPHENYL (BZ-74) | 9250 | N
Virginia Institute of Marine Science - Environmental Chemistry Laboratory | 450145 | 13272 | Gloucester Point | VA | SOLID AND CHEMICAL MATERIALS | VIMS SOP GCMSPCB | 60014906 | 3,3',4,4'-TETRACHLOROBIPHENYL (BZ-77) | 8965 | N
Virginia Institute of Marine Science - Environmental Chemistry Laboratory | 450145 | 13272 | Gloucester Point | VA | SOLID AND CHEMICAL MATERIALS | VIMS SOP GCMSPCB | 60014906 | DECACHLOROBIPHENYL (BZ-209) | 9105 | N
Virginia Institute of Marine Science - Environmental Chemistry Laboratory | 450145 | 13272 | Gloucester Point | VA | SOLID AND CHEMICAL MATERIALS | VIMS SOP GCMSPCB | 60014906 | PCB-(101/90) | 9915 | N
Virginia Institute of Marine Science - Environmental Chemistry Laboratory | 450145 | 13272 | Gloucester Point | VA | SOLID AND CHEMICAL MATERIALS | VIMS SOP GCMSPCB | 60014906 | PCB-(131/165) | 9911 | N
Virginia Institute of Marine Science - Environmental Chemistry Laboratory | 450145 | 13272 | Gloucester Point | VA | SOLID AND CHEMICAL MATERIALS | VIMS SOP GCMSPCB | 60014906 | PCB-(138/158) | 9912 | N
Virginia Institute of Marine Science - Environmental Chemistry Laboratory | 450145 | 13272 | Gloucester Point | VA | SOLID AND CHEMICAL MATERIALS | VIMS SOP GCMSPCB | 60014906 | PCB-(141/179) | 9913 | N
Virginia Institute of Marine Science - Environmental Chemistry Laboratory | 450145 | 13272 | Gloucester Point | VA | SOLID AND CHEMICAL MATERIALS | VIMS SOP GCMSPCB | 60014906 | PCB-(153/132) | 9924 | N
Virginia Institute of Marine Science - Environmental Chemistry Laboratory | 450145 | 13272 | Gloucester Point | VA | SOLID AND CHEMICAL MATERIALS | VIMS SOP GCMSPCB | 60014906 | PCB-(16/32) | 9921 | N
Virginia Institute of Marine Science - Environmental Chemistry Laboratory | 450145 | 13272 | Gloucester Point | VA | SOLID AND CHEMICAL MATERIALS | VIMS SOP GCMSPCB | 60014906 | PCB-(163/164) | 9914 | N
Virginia Institute of Marine Science - Environmental Chemistry Laboratory | 450145 | 13272 | Gloucester Point | VA | SOLID AND CHEMICAL MATERIALS | VIMS SOP GCMSPCB | 60014906 | PCB-(170/190) | 9910 | N
Virginia Institute of Marine Science - Environmental Chemistry Laboratory | 450145 | 13272 | Gloucester Point | VA | SOLID AND CHEMICAL MATERIALS | VIMS SOP GCMSPCB | 60014906 | PCB-(180/193) | 8917 | N
Virginia Institute of Marine Science - Environmental Chemistry Laboratory | 450145 | 13272 | Gloucester Point | VA | SOLID AND CHEMICAL MATERIALS | VIMS SOP GCMSPCB | 60014906 | PCB-(28/31) | 9922 | N
Virginia Institute of Marine Science - Environmental Chemistry Laboratory | 450145 | 13272 | Gloucester Point | VA | SOLID AND CHEMICAL MATERIALS | VIMS SOP GCMSPCB | 60014906 | PCB-(33/20) | 9923 | N
Virginia Institute of Marine Science - Environmental Chemistry Laboratory | 450145 | 13272 | Gloucester Point | VA | SOLID AND CHEMICAL MATERIALS | VIMS SOP GCMSPCB | 60014906 | PCB-(41/64) | 9917 | N
Virginia Institute of Marine Science - Environmental Chemistry Laboratory | 450145 | 13272 | Gloucester Point | VA | SOLID AND CHEMICAL MATERIALS | VIMS SOP GCMSPCB | 60014906 | PCB-(42/59) | 9918 | N
Virginia Institute of Marine Science - Environmental Chemistry Laboratory | 450145 | 13272 | Gloucester Point | VA | SOLID AND CHEMICAL MATERIALS | VIMS SOP GCMSPCB | 60014906 | PCB-(47/48) | 9919 | N
Virginia Institute of Marine Science - Environmental Chemistry Laboratory | 450145 | 13272 | Gloucester Point | VA | SOLID AND CHEMICAL MATERIALS | VIMS SOP GCMSPCB | 60014906 | PCB-(56/60) | 9920 | N
Virginia Institute of Marine Science - Environmental Chemistry Laboratory | 450145 | 13272 | Gloucester Point | VA | SOLID AND CHEMICAL MATERIALS | VIMS SOP GCMSPCB | 60014906 | PCB-(87/115) | 9916 | N
WestRock CP, LLC | 450150 | 12871 | West Point | VA | NON-POTABLE WATER | EPA 1650 C | 10125005 | ADSORBABLE ORGANIC HALIDES (AOX) | 4345 | N
WestRock CP, LLC | 450150 | 12871 | West Point | VA | NON-POTABLE WATER | EPA 351.2 REV 2 (AS SEAL EPA-111-A) | 10065404 | KJELDAHL NITROGEN - TOTAL (TKN) | 1795 | Y
WestRock CP, LLC | 450150 | 12871 | West Point | VA | NON-POTABLE WATER | EPA 353.2 REV 2 (AS SEAL EPA-127-A) | 10067604 | NITRATE-NITRITE AS N | 1820 | Y
WestRock CP, LLC | 450150 | 12871 | West Point | VA | NON-POTABLE WATER | SM 2320 B-2011 | 20045618 | ALKALINITY AS CACO3 | 1505 | Y
WestRock CP, LLC | 450150 | 12871 | West Point | VA | NON-POTABLE WATER | SM 4500-H+ B-2011 | 20105220 | PH | 1900 | Y
WestRock CP, LLC | 450150 | 12871 | West Point | VA | NON-POTABLE WATER | SM 4500-P E-2011 (AS HACH 8190) | 20124225 | PHOSPHORUS, TOTAL | 1910 | Y
WestRock CP, LLC | 450150 | 12871 | West Point | VA | NON-POTABLE WATER | SM 5210 B-2011 | 20135266 | BIOCHEMICAL OXYGEN DEMAND (BOD) | 1530 | Y
WestRock Virginia, LLC | 450062 | 12927 | Covington | VA | NON-POTABLE WATER | SM 2540 D-2011 | 20051212 | RESIDUE-NONFILTERABLE (TSS) | 1960 | Y
WestRock Virginia, LLC | 450062 | 12927 | Covington | VA | NON-POTABLE WATER | SM 5210 B-2011 | 20135266 | BIOCHEMICAL OXYGEN DEMAND (BOD) | 1530 | Y